## SYSTEMS
SYSTEMS
# | Name | Type | Clng SAT | Clng HR | Htng SAT | Htng HR | Notes
1 | Patient Rooms L10-L15 |  | 14 | 0.011 | 30 | 0.006
2
3
4
5
6
7
8
9
10
11
12
13
14
15
16
17
18
19
20
21
22
23
24
25
26
27
28
29
30
31
32
33
34
35
36
37
38
39
40
41
42
43
44
45
46
47
48
49
50
51
52
53
54
55
56
57
58
59
60
61
62
63
64
65
66
67
68
69
70
71
72
73
74
75
76
77
78
79
80
81
82
83
84
85
86
87
88
89
90
91
92
93
94
95
96
97
98
99
100
101
102
103
104
105
106
107
108
109
110
111
112
113
114
115
116
117
118
119
120

## ZONES
|  |  |  | Zone Name | Zone TemplGroup |  | Zone TemplName |  |  | Area/Ceilng |  |  |  | Max Ceiling | Max Ceiling Prev | Clg Dsn Space Temp | Clg Dsn Space Temp Prev | Clg Dsn Space RH | Clg Dsn Space RH Prev | Htg Dsn Space Temp | Htg Dsn Space Temp Prev | Htg Dsn Space RH | Htg Dsn Space RH Prev | Min OA ACH | Min OA ACH Prev | Min OA ReqPerOcc | Min OA ReqPerOcc Prev | Min OA ReqPerArea | Min OA ReqPerArea Prev | OA EZ Vent Eff | OA EZ Vent Eff Prev | FlowPerZoneArea L/S/m2 | FlowPerZoneArea L/S/m2 Prev | Min SA ACH | Min SA ACH Prev | Min Exh L/S | Min Exh L/S Prev | Min Exh ACH | Min Exh ACH Prev | Inf Clg Dsn ACH | Inf Clg Dsn ACH Prev | Inf Clg Dsn L/S/m2 | Inf Clg Dsn L/S/m2 Prev | Inf Htg Dsn ACH | Inf Htg Dsn ACH Prev | Inf Htg Dsn L/S/m2 | Inf Htg Dsn L/S/m2 Prev | Light Pwr | Light Pwr Prev | Light Unit | Light Unit Prev | Light %RA | Light %RA Prev | TaskLgt Pwr | TaskLgt Pwr Prev | TaskLgt Unit | TaskLgt Unit Prev | Occ Num | Occ Num Prev | Occ Unit | Occ Unit Prev | Occ Met | Occ Met Prev | Occ SHR | Occ SHR Prev | Equip Pwr | Equip Pwr Prev | Equip Unit | Equip Unit Prev | Equip SHR | Equip SHR Prev
ZONE HVAC LOADS: Input Data | [13 empty] | Project Name: | [45 empty] | Edit Date: |  |  |  | 2013.3.13 11:19
ZONE INFORMATION | [11 empty] | TEMPERATURE - HUMIDITY - AIRFLOW | [35 empty] | INTERNAL GAINS
System |  | Location |  |  | Template | [18 empty] | Min O/A | [7 empty] | Min S/A | [7 empty] | Infiltration | [7 empty] | Lights | [5 empty] | Task Lgt |  |  |  | Occupancy | [7 empty] | Equip
# | Name | Flr/Blk Zn # | Type Location | Zone Name | Group |  | Name |  |  | Area/Ceiling |  |  |  | Max. Ceiling |  | Design Space Temperature & Humidity Clng Htng | [7 empty] | Min |  | RP |  | RA |  | EZ |  | Min Flow |  |  |  | Exh Flow |  |  |  | Clng Dsn |  |  |  | Htng Dsn |  |  |  | Pwr |  | Unit |  | Frac RA |  | Pwr |  | Unit |  | Occ |  | Unit |  | Met |  | SHR |  | Pwr |  | Unit |  | SHR
[10 empty] | m2 m |  |  |  | m |  | oC |  | % RH |  | oC |  | % RH |  | AC/h |  | L/s occ |  | L/s/ m2 |  |  |  | L/s/ m2 |  | AC/h |  | L/s |  | AC/h |  | AC/h |  | L/s/m2 wall |  | AC/h |  | L/s/m2 wall | [15 empty] | W/ occ
HHA ZONE, Field 13: System# | From Systems Sheet, Lookup function | HHA ZONE , Field 1: Zone # | HHA ZONE Field 3, [Hard Return] Field 16 | HHA ZONE, Field 2: Zone Name ! Field 11 Room Name | From Template Sheet, Lookup function |  |  | HHA ZONE Field 12: Template # |  | HHA ZONE Field 14: Ceiling Height/1000 | HHA ZONE, Field 5, Area/1 000 000 | [38 empty] | W/Occ | [5 empty] | W/Occ |  |  |  | m2/occ | [7 empty] | W/Occ
1 |  | 12-D | COND. | Something | GENERAL | SURGERY | Clean utility |  | GENERAL : Clean utility | 400 |  |  |  | 3.2 | 3.1 |  | 5 | [32 empty] | W/occ | [5 empty] | W/occ |  |  |  | occ/m2 | [7 empty] | W
|  | 1 | PERIM. | [6 empty] | 3.2 |  |  | Templ: | 2.734 | - | 24 | - | 60 | - | 22 | - | 30 | - | 2 | - |  | - |  | - |  | - |  | - | 6 | - |  | - |  | - |  | - |  | - |  | - |  | - | 1.12 | - | W/m2 | - |  | - | 1.22 | - | W/m2 | - | 0.21 | - | m2/occ | - | 2.734 | - |  | - | 1.32 | - | W/m2 | - |  | -
1 |  | 12-D | COND. | Something | SURGERY | SURGERY | Scrub Room |  | SURGERY : Scrub Room | 400 |  |  |  | 2.835 | [25 empty] | 0.25 |  |  |  | 10.5 |  |  |  | 100.1 |  | W/occ |  | 0.1 |  | 10000 | [5 empty] | occ/m2 |  |  |  | 0.347 |  |  |  | W
|  | 2 | PERIM. | [6 empty] | 3.2 |  |  |  | 2.797 |  | 24 |  | 60 |  | 22 |  | 30 |  | 2 | [9 empty] | 6 | [13 empty] | 1.95 |  | W/m2 |  |  |  | 2.05 |  | W/m2 |  | 1.04 |  | m2/occ |  | 2.797 |  |  |  | 2.15 |  | W/m2
1 |  | 12-D | COND. | Something | SURGERY | SURGERY | Minor bronchoscopy |  | SURGERY : Minor bronchoscopy | 400 | [29 empty] | 0.25 |  |  |  | 10.5 |  |  |  | 100.1 |  | W/occ |  | 0.1 |  | 10000 | [5 empty] | occ/m2 |  |  |  | 0.347 |  |  |  | W
|  | 1 | PERIM. | [6 empty] | 3.2 |  |  |  | 2.789 |  | 22 |  | 60 |  | 18 |  | 30 |  | 5 | [9 empty] | 20 | [13 empty] | 1.64 |  | W/m2 |  |  |  | 1.74 |  | W/m2 |  | 0.73 |  | m2/occ |  | 2.789 |  |  |  | 1.84 |  | W/m2
1 |  | 12-D | COND. | Something | EMERGENCY | SURGERY | General |  | EMERGENCY : General | 400 |  |  |  | 2.835 |  | 24.5 |  |  |  | 22 | [19 empty] | 0.25 |  |  |  | 10.5 |  |  |  | 100.1 |  | W/occ |  | 0.1 |  | 10000 | [5 empty] | occ/m2 |  |  |  | 0.347 |  |  |  | W
|  | 1 | PERIM. | [6 empty] | 3.2 |  |  |  | 2.73 |  | 24 |  | 60 |  | 22 |  | 30 |  | 4 | [9 empty] | 12 | [13 empty] | 1.31 |  | W/m2 |  |  |  | 1.41 |  | W/m2 |  | 0.4 |  | m2/occ |  | 2.73 |  |  |  | 1.51 |  | W/m2
1 |  | 12-D | COND. | Something | EMERGENCY | SURGERY | Exam/treatment |  | EMERGENCY : Exam/treatment | 400 |  |  |  | 2.835 |  | 24.5 |  |  |  | 22 | [19 empty] | 0.25 |  |  |  | 10.5 |  |  |  | 100.1 |  | W/occ |  | 0.1 |  | 10000 | [5 empty] | occ/m2 |  |  |  | 0.347 |  |  |  | W
|  | 1 | PERIM. | [6 empty] | 3.2 |  |  |  | 2.728 |  | 24 |  | 60 |  | 22 |  | 30 |  | 4 | [9 empty] | 12 | [13 empty] | 1.32 |  | W/m2 |  |  |  | 1.42 |  | W/m2 |  | 0.41 |  | m2/occ |  | 2.728 |  |  |  | 1.52 |  | W/m2
1 |  | 12-D | COND. | Something | EMERGENCY | SURGERY | Decontamination |  | EMERGENCY : Decontamination | 400 |  |  |  | 2.835 |  | 24.5 |  |  |  | 22 | [19 empty] | 0.25 |  |  |  | 10.5 |  |  |  | 100.1 |  | W/occ |  | 0.1 |  | 10000 | [5 empty] | occ/m2 |  |  |  | 0.347 |  |  |  | W
|  | 1 | PERIM. | [6 empty] | 3.2 |  |  |  | 2.726 |  | 24 |  | 60 |  | 22 |  | 30 |  | 0 | [9 empty] | 15 | [13 empty] | 1.36 |  | W/m2 |  |  |  | 1.46 |  | W/m2 |  | 0.45 |  | m2/occ |  | 2.726 |  |  |  | 1.56 |  | W/m2
1 |  | 12-D | COND. | Something | EMERGENCY | SURGERY | Exam/Treatment |  | EMERGENCY : Exam/Treatment | 400 |  |  |  | 2.835 |  | 24.5 |  |  |  | 22 | [19 empty] | 0.25 |  |  |  | 10.5 |  |  |  | 100.1 |  | W/occ |  | 0.1 |  | 10000 | [5 empty] | occ/m2 |  |  |  | 0.347 |  |  |  | W
|  | 1 | PERIM. | [6 empty] | 3.2 |  |  |  | 2.728 |  | 24 |  | 60 |  | 22 |  | 30 |  | 4 | [9 empty] | 12 | [13 empty] | 1.32 |  | W/m2 |  |  |  | 1.42 |  | W/m2 |  | 0.41 |  | m2/occ |  | 2.728 |  |  |  | 1.52 |  | W/m2
1 |  | 12-D | COND. | Something | EMERGENCY | SURGERY | General |  | EMERGENCY : General | 400 |  |  |  | 2.835 |  | 24.5 |  |  |  | 22 | [19 empty] | 0.25 |  |  |  | 10.5 |  |  |  | 100.1 |  | W/occ |  | 0.1 |  | 10000 | [5 empty] | occ/m2 |  |  |  | 0.347 |  |  |  | W
|  | 1 | PERIM. | [6 empty] | 3.2 |  |  |  | 2.73 |  | 24 |  | 60 |  | 22 |  | 30 |  | 4 | [9 empty] | 12 | [13 empty] | 1.31 |  | W/m2 |  |  |  | 1.41 |  | W/m2 |  | 0.4 |  | m2/occ |  | 2.73 |  |  |  | 1.51 |  | W/m2
1 |  | 12-D | COND. | Something | EMERGENCY | SURGERY | Trauma Room/Life Support |  | EMERGENCY : Trauma Room/Life Support | 400 |  |  |  | 2.835 |  | 24.5 |  |  |  | 22 | [19 empty] | 0.25 |  |  |  | 10.5 |  |  |  | 100.1 |  | W/occ |  | 0.1 |  | 10000 | [5 empty] | occ/m2 |  |  |  | 0.347 |  |  |  | W
|  | 1 | PERIM. | [6 empty] | 3.2 |  |  |  | 2.732 |  | 24 |  | 60 |  | 22 |  | 30 |  | 5 | [9 empty] | 15 | [13 empty] | 1.35 |  | W/m2 |  |  |  | 1.45 |  | W/m2 |  | 0.44 |  | m2/occ |  | 2.732 |  |  |  | 1.55 |  | W/m2
1 |  | 12-D | COND. | Something | GENERAL | SURGERY | Soiled utility |  | GENERAL : Soiled utility | 400 |  |  |  | 2.835 |  | 24.5 |  |  |  | 22 | [19 empty] | 0.25 |  |  |  | 10.5 |  |  |  | 100.1 |  | W/occ |  | 0.1 |  | 10000 | [5 empty] | occ/m2 |  |  |  | 0.347 |  |  |  | W
|  | 1 | PERIM. | [6 empty] | 3.2 |  |  | 44 | 2.738 | [9 empty] | 0 | [9 empty] | 10 | [13 empty] | 1.11 |  | W/m2 |  |  |  | 1.21 |  | W/m2 |  | 0.2 |  | m2/occ |  | 2.738 |  |  |  | 1.31 |  | W/m2
1 |  | 12-D | COND. | Something | GENERAL | SURGERY | Clean utility |  | GENERAL : Clean utility | 400 |  |  |  | 2.835 |  | 24.5 |  |  |  | 22 | [19 empty] | 0.25 |  |  |  | 10.5 |  |  |  | 100.1 |  | W/occ |  | 0.1 |  | 10000 | [5 empty] | occ/m2 |  |  |  | 0.347 |  |  |  | W
|  | 1 | PERIM. | [6 empty] | 3.2 |  |  |  | 2.734 |  | 24 |  | 60 |  | 22 |  | 30 |  | 2 | [9 empty] | 6 | [13 empty] | 1.12 |  | W/m2 |  |  |  | 1.22 |  | W/m2 |  | 0.21 |  | m2/occ |  | 2.734 |  |  |  | 1.32 |  | W/m2
1 |  | 12-D | COND. | Something | GENERAL | SURGERY | Medication room |  | GENERAL : Medication room | 400 |  |  |  | 2.835 |  | 24.5 |  |  |  | 22 | [19 empty] | 0.25 |  |  |  | 10.5 |  |  |  | 100.1 |  | W/occ |  | 0.1 |  | 10000 | [5 empty] | occ/m2 |  |  |  | 0.347 |  |  |  | W
|  | 1 | PERIM. | [6 empty] | 3.2 |  |  |  | 2.737 |  | 24 |  | 60 |  | 22 |  | 30 |  | 2 | [9 empty] | 6 | [13 empty] | 1.13 |  | W/m2 |  |  |  | 1.23 |  | W/m2 |  | 0.22 |  | m2/occ |  | 2.737 |  |  |  | 1.33 |  | W/m2
1 |  | 12-D | COND. | Something | GENERAL | SURGERY | Corridors |  | GENERAL : Corridors | 400 |  |  |  | 2.835 |  | 24.5 |  |  |  | 22 | [19 empty] | 0.25 |  |  |  | 10.5 |  |  |  | 100.1 |  | W/occ |  | 0.1 |  | 10000 | [5 empty] | occ/m2 |  |  |  | 0.347 |  |  |  | W
|  | 1 | PERIM. | [6 empty] | 3.2 |  |  |  | 2.735 |  | 24 |  | 60 |  | 20 |  | 30 |  | 1 | [9 empty] | 3 | [13 empty] | 1.14 |  | W/m2 |  |  |  | 1.24 |  | W/m2 |  | 0.23 |  | m2/occ |  | 2.735 |  |  |  | 1.34 |  | W/m2
1 |  | 12-D | COND. | Something | PATIENT CARE | SURGERY | Occupational Therapy |  | PATIENT CARE : Occupational Therapy | 400 |  |  |  | 2.835 |  | 24.5 |  |  |  | 22 | [19 empty] | 0.25 |  |  |  | 10.5 |  |  |  | 100.1 |  | W/occ |  | 0.1 |  | 10000 | [5 empty] | occ/m2 |  |  |  | 0.347 |  |  |  | W
|  | 1 | PERIM. | [6 empty] | 3.2 |  |  |  | 2.748 |  | 24 |  | 60 |  | 20 |  | 30 |  | 2 | [9 empty] | 6 | [13 empty] | 1.66 |  | W/m2 |  |  |  | 1.76 |  | W/m2 |  | 0.75 |  | m2/occ |  | 2.748 |  |  |  | 1.86 |  | W/m2
1 |  | 12-D | COND. | Something | PATIENT CARE | SURGERY | Physiotherapy |  | PATIENT CARE : Physiotherapy | 400 |  |  |  | 2.835 |  | 24.5 |  |  |  | 22 | [19 empty] | 0.25 |  |  |  | 10.5 |  |  |  | 100.1 |  | W/occ |  | 0.1 |  | 10000 | [5 empty] | occ/m2 |  |  |  | 0.347 |  |  |  | W
|  | 1 | PERIM. | [6 empty] | 3.2 |  |  |  | 2.753 |  | 24 |  | 60 |  | 22 |  | 30 |  | 0 | [9 empty] | 9 | [13 empty] | 1.8 |  | W/m2 |  |  |  | 1.9 |  | W/m2 |  | 0.89 |  | m2/occ |  | 2.753 |  |  |  | 2 |  | W/m2
1 |  | 12-D | COND. | Something | PATIENT CARE | SURGERY | Physiotherapy pool |  | PATIENT CARE : Physiotherapy pool | 400 |  |  |  | 2.835 |  | 24.5 |  |  |  | 22 | [19 empty] | 0.25 |  |  |  | 10.5 |  |  |  | 100.1 |  | W/occ |  | 0.1 |  | 10000 | [5 empty] | occ/m2 |  |  |  | 0.347 |  |  |  | W
|  | 1 | PERIM. | [6 empty] | 3.2 |  |  |  | 2.754 |  | 27 |  | 0 |  | 24 |  | 0 |  | 0 | [9 empty] | 9 | [13 empty] | 1.81 |  | W/m2 |  |  |  | 1.91 |  | W/m2 |  | 0.9 |  | m2/occ |  | 2.754 |  |  |  | 2.01 |  | W/m2
1 |  | 12-D | COND. | Something | PATIENT CARE | SURGERY | Patient Rm Class A facility |  | PATIENT CARE : Patient Rm Class A facility | 400 |  |  |  | 2.835 |  | 24.5 |  |  |  | 22 | [19 empty] | 0.25 |  |  |  | 10.5 |  |  |  | 100.1 |  | W/occ |  | 0.1 |  | 10000 | [5 empty] | occ/m2 |  |  |  | 0.347 |  |  |  | W
|  | 1 | PERIM. | [6 empty] | 3.2 |  |  |  | 2.749 |  | 24 |  | 60 |  | 22 |  | 30 |  | 2 | [9 empty] | 6 | [13 empty] | 1.67 |  | W/m2 |  |  |  | 1.77 |  | W/m2 |  | 0.76 |  | m2/occ |  | 2.749 |  |  |  | 1.87 |  | W/m2
1 |  | 12-D | COND. | Something | PATIENT CARE | SURGERY | Patient Rm Class B facility |  | PATIENT CARE : Patient Rm Class B facility | 400 |  |  |  | 2.835 |  | 24.5 |  |  |  | 22 | [19 empty] | 0.25 |  |  |  | 10.5 |  |  |  | 100.1 |  | W/occ |  | 0.1 |  | 10000 | [5 empty] | occ/m2 |  |  |  | 0.347 |  |  |  | W
|  | 1 | PERIM. | [6 empty] | 3.2 |  |  |  | 2.75 |  | 24 |  | 60 |  | 22 |  | 30 |  | 2 | [9 empty] | 4 | [13 empty] | 1.68 |  | W/m2 |  |  |  | 1.78 |  | W/m2 |  | 0.77 |  | m2/occ |  | 2.75 |  |  |  | 1.88 |  | W/m2
1 |  | 12-D | COND. | Something | SUPPORT | SURGERY | Workshops |  | SUPPORT : Workshops | 400 |  |  |  | 2.835 |  | 24.5 |  |  |  | 22 | [19 empty] | 0.25 |  |  |  | 10.5 |  |  |  | 100.1 |  | W/occ |  | 0.1 |  | 10000 | [5 empty] | occ/m2 |  |  |  | 0.347 |  |  |  | W
|  | 1 | PERIM. | [6 empty] | 3.2 |  |  |  | 2.786 | [9 empty] | 0 | [9 empty] | 3 | [13 empty] | 1.78 |  | W/m2 |  |  |  | 1.88 |  | W/m2 |  | 0.87 |  | m2/occ |  | 2.786 |  |  |  | 1.98 |  | W/m2
1 |  | 12-D | COND. | Something | SUPPORT | SURGERY | Anaesthesia storage |  | SUPPORT : Anaesthesia storage | 400 |  |  |  | 2.835 |  | 24.5 |  |  |  | 22 | [19 empty] | 0.25 |  |  |  | 10.5 |  |  |  | 100.1 |  | W/occ |  | 0.1 |  | 10000 | [5 empty] | occ/m2 |  |  |  | 0.347 |  |  |  | W
|  | 1 | PERIM. | [6 empty] | 3.2 |  |  |  | 2.766 |  | 24 |  | 60 |  | 20 |  | 30 |  | 0 | [9 empty] | 8 | [13 empty] | 1.02 |  | W/m2 |  |  |  | 1.12 |  | W/m2 |  | 0.11 |  | m2/occ |  | 2.766 |  |  |  | 1.22 |  | W/m2
1 |  | 12-D | COND. | Something | SUPPORT | SURGERY | Housekeeping |  | SUPPORT : Housekeeping | 400 |  |  |  | 2.835 |  | 24.5 |  |  |  | 22 | [19 empty] | 0.25 |  |  |  | 10.5 |  |  |  | 100.1 |  | W/occ |  | 0.1 |  | 10000 | [5 empty] | occ/m2 |  |  |  | 0.347 |  |  |  | W
|  | 1 | PERIM. | [6 empty] | 3.2 |  |  |  | 2.776 | [9 empty] | 0 | [9 empty] | 3 | [13 empty] | 1.79 |  | W/m2 |  |  |  | 1.89 |  | W/m2 |  | 0.88 |  | m2/occ |  | 2.776 |  |  |  | 1.99 |  | W/m2
1 |  | 12-D | COND. | Something | SUPPORT | SURGERY | Kitchen |  | SUPPORT : Kitchen | 400 |  |  |  | 2.835 |  | 24.5 |  |  |  | 22 | [19 empty] | 0.25 |  |  |  | 10.5 |  |  |  | 100.1 |  | W/occ |  | 0.1 |  | 10000 | [5 empty] | occ/m2 |  |  |  | 0.347 |  |  |  | W
|  | 1 | PERIM. | [6 empty] | 3.2 |  |  |  | 2.777 |  | 24 |  | 60 |  | 20 |  | 30 |  | 2 | [9 empty] | 10 | [13 empty] | 1.21 |  | W/m2 |  |  |  | 1.31 |  | W/m2 |  | 0.3 |  | m2/occ |  | 2.777 |  |  |  | 1.41 |  | W/m2
1 |  | 12-D | COND. | Something | PROCEDURE | SURGERY | Cardiac Catheterization Procedure |  | PROCEDURE : Cardiac Catheterization Procedure | 400 |  |  |  | 2.835 |  | 24.5 |  |  |  | 22 | [19 empty] | 0.25 |  |  |  | 10.5 |  |  |  | 100.1 |  | W/occ |  | 0.1 |  | 10000 | [5 empty] | occ/m2 |  |  |  | 0.347 |  |  |  | W
|  | 1 | PERIM. | [6 empty] | 3.2 |  |  |  | 2.76 |  | 24 |  | 60 |  | 20 |  | 30 |  | 6 | [9 empty] | 20 | [13 empty] | 1.08 |  | W/m2 |  |  |  | 1.18 |  | W/m2 |  | 0.17 |  | m2/occ |  | 2.76 |  |  |  | 1.28 |  | W/m2
1 |  | 12-D | COND. | Something | PROCEDURE | SURGERY | Cardiac Catheterization Procedure |  | PROCEDURE : Cardiac Catheterization Procedure | 400 |  |  |  | 2.835 |  | 24.5 |  |  |  | 22 | [19 empty] | 0.25 |  |  |  | 10.5 |  |  |  | 100.1 |  | W/occ |  | 0.1 |  | 10000 | [5 empty] | occ/m2 |  |  |  | 0.347 |  |  |  | W
|  | 1 | PERIM. | [6 empty] | 3.2 |  |  |  | 2.76 |  | 24 |  | 60 |  | 20 |  | 30 |  | 6 | [9 empty] | 20 | [13 empty] | 1.08 |  | W/m2 |  |  |  | 1.18 |  | W/m2 |  | 0.17 |  | m2/occ |  | 2.76 |  |  |  | 1.28 |  | W/m2
1 |  | 12-D | COND. | Something | PROCEDURE | SURGERY | Cardiac Catheterization Equipment |  | PROCEDURE : Cardiac Catheterization Equipment | 400 |  |  |  | 2.835 |  | 24.5 |  |  |  | 22 | [19 empty] | 0.25 |  |  |  | 10.5 |  |  |  | 100.1 |  | W/occ |  | 0.1 |  | 10000 | [5 empty] | occ/m2 |  |  |  | 0.347 |  |  |  | W
|  | 1 | PERIM. | [6 empty] | 3.2 |  |  |  | 2.759 |  | 24 |  | 60 |  | 20 |  | 30 |  | 6 | [9 empty] | 20 | [13 empty] | 1.09 |  | W/m2 |  |  |  | 1.19 |  | W/m2 |  | 0.18 |  | m2/occ |  | 2.759 |  |  |  | 1.29 |  | W/m2
1 |  | 12-D | COND. | Something | PROCEDURE | SURGERY | Cardiac Catheterization Control |  | PROCEDURE : Cardiac Catheterization Control | 400 |  |  |  | 2.835 |  | 24.5 |  |  |  | 22 | [19 empty] | 0.25 |  |  |  | 10.5 |  |  |  | 100.1 |  | W/occ |  | 0.1 |  | 10000 | [5 empty] | occ/m2 |  |  |  | 0.347 |  |  |  | W
|  | 1 | PERIM. | [6 empty] | 3.2 |  |  |  | 2.758 |  | 24 |  | 60 |  | 20 |  | 30 |  | 6 | [9 empty] | 20 | [13 empty] | 1.1 |  | W/m2 |  |  |  | 1.2 |  | W/m2 |  | 0.19 |  | m2/occ |  | 2.758 |  |  |  | 1.3 |  | W/m2
1 |  | 12-D | COND. | Something | CLINICAL | SURGERY | Ambulatory Care Clinic Areas |  | CLINICAL : Ambulatory Care Clinic Areas | 400 |  |  |  | 2.835 |  | 24.5 |  |  |  | 22 | [19 empty] | 0.25 |  |  |  | 10.5 |  |  |  | 100.1 |  | W/occ |  | 0.1 |  | 10000 | [5 empty] | occ/m2 |  |  |  | 0.347 |  |  |  | W
|  | 1 | PERIM. | [6 empty] | 3.2 |  |  |  | 2.706 |  | 24 |  | 60 |  | 20 |  | 30 |  | 2 | [9 empty] | 9 | [13 empty] | 1.01 |  | W/m2 |  |  |  | 1.11 |  | W/m2 |  | 0.1 |  | m2/occ |  | 2.706 |  |  |  | 1.21 |  | W/m2
1 |  | 12-D | COND. | Something | CRITICAL-INTENSIVE | SURGERY | Protective environment room |  | CRITICAL-INTENSIVE : Protective environment room | 400 |  |  |  | 2.835 |  | 24.5 |  |  |  | 22 | [19 empty] | 0.25 |  |  |  | 10.5 |  |  |  | 100.1 |  | W/occ |  | 0.1 |  | 10000 | [5 empty] | occ/m2 |  |  |  | 0.347 |  |  |  | W
|  | 1 | PERIM. | [6 empty] | 3.2 |  |  |  | #N/A |  | #N/A |  | #N/A |  | #N/A |  | #N/A |  | #N/A |  | #N/A |  | #N/A |  |  |  | #N/A |  | #N/A |  | #N/A |  | #N/A |  | #N/A |  | #N/A |  | #N/A |  | #N/A |  | #N/A |  | #N/A |  | #N/A |  | #N/A |  | #N/A |  | #N/A |  | #N/A |  | #N/A |  | #N/A |  | #N/A |  | #N/A |  | #N/A
1 |  | 12-D | COND. | Something | CRITICAL-INTENSIVE | SURGERY | NICU, Level 2 nursery |  | CRITICAL-INTENSIVE : NICU, Level 2 nursery | 400 |  |  |  | 2.835 |  | 24.5 |  |  |  | 22 | [19 empty] | 0.25 |  |  |  | 10.5 |  |  |  | 100.1 |  | W/occ |  | 0.1 |  | 10000 | [5 empty] | occ/m2 |  |  |  | 0.347 |  |  |  | W
|  | 1 | PERIM. | [6 empty] | 3.2 |  |  |  | 2.722 |  | 27 |  | 60 |  | 24 |  | 30 |  | 3 | [9 empty] | 9 | [13 empty] | 1.15 |  | W/m2 |  |  |  | 1.25 |  | W/m2 |  | 0.24 |  | m2/occ |  | 2.722 |  |  |  | 1.35 |  | W/m2
1 |  | 12-D | COND. | Something | CRITICAL-INTENSIVE | SURGERY | Coronary care unit |  | CRITICAL-INTENSIVE : Coronary care unit | 400 |  |  |  | 2.835 |  | 24.5 |  |  |  | 22 | [19 empty] | 0.25 |  |  |  | 10.5 |  |  |  | 100.1 |  | W/occ |  | 0.1 |  | 10000 | [5 empty] | occ/m2 |  |  |  | 0.347 |  |  |  | W
|  | 1 | PERIM. | [6 empty] | 3.2 |  |  |  | 2.72 |  | 24 |  | 60 |  | 20 |  | 30 |  | 3 | [9 empty] | 9 | [13 empty] | 1.17 |  | W/m2 |  |  |  | 1.27 |  | W/m2 |  | 0.26 |  | m2/occ |  | 2.72 |  |  |  | 1.37 |  | W/m2
1 |  | 12-D | COND. | Something | CRITICAL-INTENSIVE | SURGERY | Critical/intensive care unit |  | CRITICAL-INTENSIVE : Critical/intensive care unit | 400 |  |  |  | 2.835 |  | 24.5 |  |  |  | 22 | [19 empty] | 0.25 |  |  |  | 10.5 |  |  |  | 100.1 |  | W/occ |  | 0.1 |  | 10000 | [5 empty] | occ/m2 |  |  |  | 0.347 |  |  |  | W
|  | 1 | PERIM. | [6 empty] | 3.2 |  |  |  | 2.721 |  | 24 |  | 60 |  | 22 |  | 30 |  | 3 | [9 empty] | 9 | [13 empty] | 1.16 |  | W/m2 |  |  |  | 1.26 |  | W/m2 |  | 0.25 |  | m2/occ |  | 2.721 |  |  |  | 1.36 |  | W/m2
1 |  | 12-D | COND. | Something | ADMIN | SURGERY | Offices |  | ADMIN : Offices | 400 |  |  |  | 2.835 |  | 24.5 |  |  |  | 22 | [19 empty] | 0.25 |  |  |  | 10.5 |  |  |  | 100.1 |  | W/occ |  | 0.1 |  | 10000 | [5 empty] | occ/m2 |  |  |  | 0.347 |  |  |  | W
|  | 1 | PERIM. | [6 empty] | 3.2 |  |  |  | 2.704 |  | 24 |  | 60 |  | 20 |  | 30 |  | 2 | [9 empty] | 6 | [13 empty] | 1.41 |  | W/m2 |  |  |  | 1.51 |  | W/m2 |  | 0.5 |  | m2/occ |  | 2.704 |  |  |  | 1.61 |  | W/m2
1 |  | 12-D | COND. | Something | ADMIN | SURGERY | Admitting |  | ADMIN : Admitting | 400 |  |  |  | 2.835 |  | 24.5 |  |  |  | 22 | [19 empty] | 0.25 |  |  |  | 10.5 |  |  |  | 100.1 |  | W/occ |  | 0.1 |  | 10000 | [5 empty] | occ/m2 |  |  |  | 0.347 |  |  |  | W
|  | 1 | PERIM. | [6 empty] | 3.2 |  |  |  | 2.701 |  | 24 |  | 60 |  | 20 |  | 30 |  | 2 | [9 empty] | 6 | [13 empty] | 1.42 |  | W/m2 |  |  |  | 1.52 |  | W/m2 |  | 0.51 |  | m2/occ |  | 2.701 |  |  |  | 1.62 |  | W/m2
1 |  | 12-D | COND. | Something | ADMIN | SURGERY | Storage |  | ADMIN : Storage | 400 |  |  |  | 2.835 |  | 24.5 |  |  |  | 22 | [19 empty] | 0.25 |  |  |  | 10.5 |  |  |  | 100.1 |  | W/occ |  | 0.1 |  | 10000 | [5 empty] | occ/m2 |  |  |  | 0.347 |  |  |  | W
|  | 1 | PERIM. | [6 empty] | 3.2 |  |  |  | 2.705 |  | 24 |  | 60 |  | 20 |  | 30 |  | 0 | [9 empty] | 2 | [13 empty] | 1.38 |  | W/m2 |  |  |  | 1.48 |  | W/m2 |  | 0.47 |  | m2/occ |  | 2.705 |  |  |  | 1.58 |  | W/m2
1 |  | 12-D | COND. | Something |  |  |  |  | : | 400 |  |  |  | 2.835 |  | 24.5 |  |  |  | 22 | [19 empty] | 0.25 |  |  |  | 10.5 |  |  |  | 100.1 |  | W/occ |  | 0.1 |  | 10000 | [5 empty] | occ/m2 |  |  |  | 0.347 |  |  |  | W
|  | 1 | PERIM. | [6 empty] | 3.2
1 |  | 12-D | COND. | Something |  |  |  |  | : | 400 |  |  |  | 2.835 |  | 24.5 |  |  |  | 22 | [19 empty] | 0.25 |  |  |  | 10.5 |  |  |  | 100.1 |  | W/occ |  | 0.1 |  | 10000 | [5 empty] | occ/m2 |  |  |  | 0.347 |  |  |  | W
|  | 1 | PERIM. | [6 empty] | 3.2
1 |  | 12-D | COND. | Something |  |  |  |  | : | 400 |  |  |  | 2.835 |  | 24.5 |  |  |  | 22 | [19 empty] | 0.25 |  |  |  | 10.5 |  |  |  | 100.1 |  | W/occ |  | 0.1 |  | 10000 | [5 empty] | occ/m2 |  |  |  | 0.347 |  |  |  | W
|  | 1 | PERIM. | [6 empty] | 3.2
1 |  | 12-D | COND. | Something |  |  |  |  | : | 400 |  |  |  | 2.835 |  | 24.5 |  |  |  | 22 | [19 empty] | 0.25 |  |  |  | 10.5 |  |  |  | 100.1 |  | W/occ |  | 0.1 |  | 10000 | [5 empty] | occ/m2 |  |  |  | 0.347 |  |  |  | W
|  | 1 | PERIM. | [6 empty] | 3.2
1 |  | 12-D | COND. | Something |  |  |  |  | : | 400 |  |  |  | 2.835 |  | 24.5 |  |  |  | 22 | [19 empty] | 0.25 |  |  |  | 10.5 |  |  |  | 100.1 |  | W/occ |  | 0.1 |  | 10000 | [5 empty] | occ/m2 |  |  |  | 0.347 |  |  |  | W
|  | 1 | PERIM. | [6 empty] | 3.2
1 |  | 12-D | COND. | Something |  |  |  |  | : | 400 |  |  |  | 2.835 |  | 24.5 |  |  |  | 22 | [19 empty] | 0.25 |  |  |  | 10.5 |  |  |  | 100.1 |  | W/occ |  | 0.1 |  | 10000 | [5 empty] | occ/m2 |  |  |  | 0.347 |  |  |  | W
|  | 1 | PERIM. | [6 empty] | 3.2
1 |  | 12-D | COND. | Something |  |  |  |  | : | 400 |  |  |  | 2.835 |  | 24.5 |  |  |  | 22 | [19 empty] | 0.25 |  |  |  | 10.5 |  |  |  | 100.1 |  | W/occ |  | 0.1 |  | 10000 | [5 empty] | occ/m2 |  |  |  | 0.347 |  |  |  | W
|  | 1 | PERIM. | [6 empty] | 3.2
1 |  | 12-D | COND. | Something |  |  |  |  | : | 400 |  |  |  | 2.835 |  | 24.5 |  |  |  | 22 | [19 empty] | 0.25 |  |  |  | 10.5 |  |  |  | 100.1 |  | W/occ |  | 0.1 |  | 10000 | [5 empty] | occ/m2 |  |  |  | 0.347 |  |  |  | W
|  | 1 | PERIM. | [6 empty] | 3.2
1 |  | 12-D | COND. | Something |  |  |  |  | : | 400 |  |  |  | 2.835 |  | 24.5 |  |  |  | 22 | [19 empty] | 0.25 |  |  |  | 10.5 |  |  |  | 100.1 |  | W/occ |  | 0.1 |  | 10000 | [5 empty] | occ/m2 |  |  |  | 0.347 |  |  |  | W
|  | 1 | PERIM. | [6 empty] | 3.2
1 |  | 12-D | COND. | Something |  |  |  |  | : | 400 |  |  |  | 2.835 |  | 24.5 |  |  |  | 22 | [19 empty] | 0.25 |  |  |  | 10.5 |  |  |  | 100.1 |  | W/occ |  | 0.1 |  | 10000 | [5 empty] | occ/m2 |  |  |  | 0.347 |  |  |  | W
|  | 1 | PERIM. | [6 empty] | 3.2
1 |  | 12-D | COND. | Something |  |  |  |  | : | 400 |  |  |  | 2.835 |  | 24.5 |  |  |  | 22 | [19 empty] | 0.25 |  |  |  | 10.5 |  |  |  | 100.1 |  | W/occ |  | 0.1 |  | 10000 | [5 empty] | occ/m2 |  |  |  | 0.347 |  |  |  | W
|  | 1 | PERIM. | [6 empty] | 3.2
1 |  | 12-D | COND. | Something |  |  |  |  | : | 400 |  |  |  | 2.835 |  | 24.5 |  |  |  | 22 | [19 empty] | 0.25 |  |  |  | 10.5 |  |  |  | 100.1 |  | W/occ |  | 0.1 |  | 10000 | [5 empty] | occ/m2 |  |  |  | 0.347 |  |  |  | W
|  | 1 | PERIM. | [6 empty] | 3.2
1 |  | 12-D | COND. | Something |  |  |  |  | : | 400 |  |  |  | 2.835 |  | 24.5 |  |  |  | 22 | [19 empty] | 0.25 |  |  |  | 10.5 |  |  |  | 100.1 |  | W/occ |  | 0.1 |  | 10000 | [5 empty] | occ/m2 |  |  |  | 0.347 |  |  |  | W
|  | 1 | PERIM. | [6 empty] | 3.2
1 |  | 12-D | COND. | Something |  |  |  |  | : | 400 |  |  |  | 2.835 |  | 24.5 |  |  |  | 22 | [19 empty] | 0.25 |  |  |  | 10.5 |  |  |  | 100.1 |  | W/occ |  | 0.1 |  | 10000 | [5 empty] | occ/m2 |  |  |  | 0.347 |  |  |  | W
|  | 1 | PERIM. | [6 empty] | 3.2
1 |  | 12-D | COND. | Something |  |  |  |  | : | 400 |  |  |  | 2.835 |  | 24.5 |  |  |  | 22 | [19 empty] | 0.25 |  |  |  | 10.5 |  |  |  | 100.1 |  | W/occ |  | 0.1 |  | 10000 | [5 empty] | occ/m2 |  |  |  | 0.347 |  |  |  | W
|  | 1 | PERIM. | [6 empty] | 3.2
1 |  | 12-D | COND. | Something |  |  |  |  | : | 400 |  |  |  | 2.835 |  | 24.5 |  |  |  | 22 | [19 empty] | 0.25 |  |  |  | 10.5 |  |  |  | 100.1 |  | W/occ |  | 0.1 |  | 10000 | [5 empty] | occ/m2 |  |  |  | 0.347 |  |  |  | W
|  | 1 | PERIM. | [6 empty] | 3.2
1 |  | 12-D | COND. | Something |  |  |  |  | : | 400 |  |  |  | 2.835 |  | 24.5 |  |  |  | 22 | [19 empty] | 0.25 |  |  |  | 10.5 |  |  |  | 100.1 |  | W/occ |  | 0.1 |  | 10000 | [5 empty] | occ/m2 |  |  |  | 0.347 |  |  |  | W
|  | 1 | PERIM. | [6 empty] | 3.2
1 |  | 12-D | COND. | Something |  |  |  |  | : | 400 |  |  |  | 2.835 |  | 24.5 |  |  |  | 22 | [19 empty] | 0.25 |  |  |  | 10.5 |  |  |  | 100.1 |  | W/occ |  | 0.1 |  | 10000 | [5 empty] | occ/m2 |  |  |  | 0.347 |  |  |  | W
|  | 1 | PERIM. | [6 empty] | 3.2
1 |  | 12-D | COND. | Something |  |  |  |  | : | 400 |  |  |  | 2.835 |  | 24.5 |  |  |  | 22 | [19 empty] | 0.25 |  |  |  | 10.5 |  |  |  | 100.1 |  | W/occ |  | 0.1 |  | 10000 | [5 empty] | occ/m2 |  |  |  | 0.347 |  |  |  | W
|  | 1 | PERIM. | [6 empty] | 3.2
1 |  | 12-D | COND. | Something |  |  |  |  | : | 400 |  |  |  | 2.835 |  | 24.5 |  |  |  | 22 | [19 empty] | 0.25 |  |  |  | 10.5 |  |  |  | 100.1 |  | W/occ |  | 0.1 |  | 10000 | [5 empty] | occ/m2 |  |  |  | 0.347 |  |  |  | W
|  | 1 | PERIM. | [6 empty] | 3.2
1 |  | 12-D | COND. | Something |  |  |  |  | : | 400 |  |  |  | 2.835 |  | 24.5 |  |  |  | 22 | [19 empty] | 0.25 |  |  |  | 10.5 |  |  |  | 100.1 |  | W/occ |  | 0.1 |  | 10000 | [5 empty] | occ/m2 |  |  |  | 0.347 |  |  |  | W
|  | 1 | PERIM. | [6 empty] | 3.2
1 |  | 12-D | COND. | Something |  |  |  |  | : | 400 |  |  |  | 2.835 |  | 24.5 |  |  |  | 22 | [19 empty] | 0.25 |  |  |  | 10.5 |  |  |  | 100.1 |  | W/occ |  | 0.1 |  | 10000 | [5 empty] | occ/m2 |  |  |  | 0.347 |  |  |  | W
|  | 1 | PERIM. | [6 empty] | 3.2
1 |  | 12-D | COND. | Something |  |  |  |  | : | 400 |  |  |  | 2.835 |  | 24.5 |  |  |  | 22 | [19 empty] | 0.25 |  |  |  | 10.5 |  |  |  | 100.1 |  | W/occ |  | 0.1 |  | 10000 | [5 empty] | occ/m2 |  |  |  | 0.347 |  |  |  | W
|  | 1 | PERIM. | [6 empty] | 3.2
1 |  | 12-D | COND. | Something |  |  |  |  | : | 400 |  |  |  | 2.835 |  | 24.5 |  |  |  | 22 | [19 empty] | 0.25 |  |  |  | 10.5 |  |  |  | 100.1 |  | W/occ |  | 0.1 |  | 10000 | [5 empty] | occ/m2 |  |  |  | 0.347 |  |  |  | W
|  | 1 | PERIM. | [6 empty] | 3.2
1 |  | 12-D | COND. | Something |  |  |  |  | : | 400 |  |  |  | 2.835 |  | 24.5 |  |  |  | 22 | [19 empty] | 0.25 |  |  |  | 10.5 |  |  |  | 100.1 |  | W/occ |  | 0.1 |  | 10000 | [5 empty] | occ/m2 |  |  |  | 0.347 |  |  |  | W
|  | 1 | PERIM. | [6 empty] | 3.2
1 |  | 12-D | COND. | Something |  |  |  |  | : | 400 |  |  |  | 2.835 |  | 24.5 |  |  |  | 22 | [19 empty] | 0.25 |  |  |  | 10.5 |  |  |  | 100.1 |  | W/occ |  | 0.1 |  | 10000 | [5 empty] | occ/m2 |  |  |  | 0.347 |  |  |  | W
|  | 1 | PERIM. | [6 empty] | 3.2
1 |  | 12-D | COND. | Something |  |  |  |  | : | 400 |  |  |  | 2.835 |  | 24.5 |  |  |  | 22 | [19 empty] | 0.25 |  |  |  | 10.5 |  |  |  | 100.1 |  | W/occ |  | 0.1 |  | 10000 | [5 empty] | occ/m2 |  |  |  | 0.347 |  |  |  | W
|  | 1 | PERIM. | [6 empty] | 3.2
1 |  | 12-D | COND. | Something |  |  |  |  | : | 400 |  |  |  | 2.835 |  | 24.5 |  |  |  | 22 | [19 empty] | 0.25 |  |  |  | 10.5 |  |  |  | 100.1 |  | W/occ |  | 0.1 |  | 10000 | [5 empty] | occ/m2 |  |  |  | 0.347 |  |  |  | W
|  | 1 | PERIM. | [6 empty] | 3.2
1 |  | 12-D | COND. | Something |  |  |  |  | : | 400 |  |  |  | 2.835 |  | 24.5 |  |  |  | 22 | [19 empty] | 0.25 |  |  |  | 10.5 |  |  |  | 100.1 |  | W/occ |  | 0.1 |  | 10000 | [5 empty] | occ/m2 |  |  |  | 0.347 |  |  |  | W
|  | 1 | PERIM. | [6 empty] | 3.2
1 |  | 12-D | COND. | Something |  |  |  |  | : | 400 |  |  |  | 2.835 |  | 24.5 |  |  |  | 22 | [19 empty] | 0.25 |  |  |  | 10.5 |  |  |  | 100.1 |  | W/occ |  | 0.1 |  | 10000 | [5 empty] | occ/m2 |  |  |  | 0.347 |  |  |  | W
|  | 1 | PERIM. | [6 empty] | 3.2
1 |  | 12-D | COND. | Something |  |  |  |  | : | 400 |  |  |  | 2.835 |  | 24.5 |  |  |  | 22 | [19 empty] | 0.25 |  |  |  | 10.5 |  |  |  | 100.1 |  | W/occ |  | 0.1 |  | 10000 | [5 empty] | occ/m2 |  |  |  | 0.347 |  |  |  | W
|  | 1 | PERIM. | [6 empty] | 3.2
1 |  | 12-D | COND. | Something |  |  |  |  | : | 400 |  |  |  | 2.835 |  | 24.5 |  |  |  | 22 | [19 empty] | 0.25 |  |  |  | 10.5 |  |  |  | 100.1 |  | W/occ |  | 0.1 |  | 10000 | [5 empty] | occ/m2 |  |  |  | 0.347 |  |  |  | W
|  | 1 | PERIM. | [6 empty] | 3.2
1 |  | 12-D | COND. | Something |  |  |  |  | : | 400 |  |  |  | 2.835 |  | 24.5 |  |  |  | 22 | [19 empty] | 0.25 |  |  |  | 10.5 |  |  |  | 100.1 |  | W/occ |  | 0.1 |  | 10000 | [5 empty] | occ/m2 |  |  |  | 0.347 |  |  |  | W
|  | 1 | PERIM. | [6 empty] | 3.2
1 |  | 12-D | COND. | Something |  |  |  |  | : | 400 |  |  |  | 2.835 |  | 24.5 |  |  |  | 22 | [19 empty] | 0.25 |  |  |  | 10.5 |  |  |  | 100.1 |  | W/occ |  | 0.1 |  | 10000 | [5 empty] | occ/m2 |  |  |  | 0.347 |  |  |  | W
|  | 1 | PERIM. | [6 empty] | 3.2
1 |  | 12-D | COND. | Something |  |  |  |  | : | 400 |  |  |  | 2.835 |  | 24.5 |  |  |  | 22 | [19 empty] | 0.25 |  |  |  | 10.5 |  |  |  | 100.1 |  | W/occ |  | 0.1 |  | 10000 | [5 empty] | occ/m2 |  |  |  | 0.347 |  |  |  | W
|  | 1 | PERIM. | [6 empty] | 3.2
1 |  | 12-D | COND. | Something |  |  |  |  | : | 400 |  |  |  | 2.835 |  | 24.5 |  |  |  | 22 | [19 empty] | 0.25 |  |  |  | 10.5 |  |  |  | 100.1 |  | W/occ |  | 0.1 |  | 10000 | [5 empty] | occ/m2 |  |  |  | 0.347 |  |  |  | W
|  | 1 | PERIM. | [6 empty] | 3.2
1 |  | 12-D | COND. | Something |  |  |  |  | : | 400 |  |  |  | 2.835 |  | 24.5 |  |  |  | 22 | [19 empty] | 0.25 |  |  |  | 10.5 |  |  |  | 100.1 |  | W/occ |  | 0.1 |  | 10000 | [5 empty] | occ/m2 |  |  |  | 0.347 |  |  |  | W
|  | 1 | PERIM. | [6 empty] | 3.2
1 |  | 12-D | COND. | Something |  |  |  |  | : | 400 |  |  |  | 2.835 |  | 24.5 |  |  |  | 22 | [19 empty] | 0.25 |  |  |  | 10.5 |  |  |  | 100.1 |  | W/occ |  | 0.1 |  | 10000 | [5 empty] | occ/m2 |  |  |  | 0.347 |  |  |  | W
|  | 1 | PERIM. | [6 empty] | 3.2
1 |  | 12-D | COND. | Something |  |  |  |  | : | 400 |  |  |  | 2.835 |  | 24.5 |  |  |  | 22 | [19 empty] | 0.25 |  |  |  | 10.5 |  |  |  | 100.1 |  | W/occ |  | 0.1 |  | 10000 | [5 empty] | occ/m2 |  |  |  | 0.347 |  |  |  | W
|  | 1 | PERIM. | [6 empty] | 3.2
1 |  | 12-D | COND. | Something |  |  |  |  | : | 400 |  |  |  | 2.835 |  | 24.5 |  |  |  | 22 | [19 empty] | 0.25 |  |  |  | 10.5 |  |  |  | 100.1 |  | W/occ |  | 0.1 |  | 10000 | [5 empty] | occ/m2 |  |  |  | 0.347 |  |  |  | W
|  | 1 | PERIM. | [6 empty] | 3.2
1 |  | 12-D | COND. | Something |  |  |  |  | : | 400 |  |  |  | 2.835 |  | 24.5 |  |  |  | 22 | [19 empty] | 0.25 |  |  |  | 10.5 |  |  |  | 100.1 |  | W/occ |  | 0.1 |  | 10000 | [5 empty] | occ/m2 |  |  |  | 0.347 |  |  |  | W
|  | 1 | PERIM. | [6 empty] | 3.2
1 |  | 12-D | COND. | Something |  |  |  |  | : | 400 |  |  |  | 2.835 |  | 24.5 |  |  |  | 22 | [19 empty] | 0.25 |  |  |  | 10.5 |  |  |  | 100.1 |  | W/occ |  | 0.1 |  | 10000 | [5 empty] | occ/m2 |  |  |  | 0.347 |  |  |  | W
|  | 1 | PERIM. | [6 empty] | 3.2
1 |  | 12-D | COND. | Something |  |  |  |  | : | 400 |  |  |  | 2.835 |  | 24.5 |  |  |  | 22 | [19 empty] | 0.25 |  |  |  | 10.5 |  |  |  | 100.1 |  | W/occ |  | 0.1 |  | 10000 | [5 empty] | occ/m2 |  |  |  | 0.347 |  |  |  | W
|  | 1 | PERIM. | [6 empty] | 3.2
1 |  | 12-D | COND. | Something |  |  |  |  | : | 400 |  |  |  | 2.835 |  | 24.5 |  |  |  | 22 | [19 empty] | 0.25 |  |  |  | 10.5 |  |  |  | 100.1 |  | W/occ |  | 0.1 |  | 10000 | [5 empty] | occ/m2 |  |  |  | 0.347 |  |  |  | W
|  | 1 | PERIM. | [6 empty] | 3.2
1 |  | 12-D | COND. | Something |  |  |  |  | : | 400 |  |  |  | 2.835 |  | 24.5 |  |  |  | 22 | [19 empty] | 0.25 |  |  |  | 10.5 |  |  |  | 100.1 |  | W/occ |  | 0.1 |  | 10000 | [5 empty] | occ/m2 |  |  |  | 0.347 |  |  |  | W
|  | 1 | PERIM. | [6 empty] | 3.2
1 |  | 12-D | COND. | Something |  |  |  |  | : | 400 |  |  |  | 2.835 |  | 24.5 |  |  |  | 22 | [19 empty] | 0.25 |  |  |  | 10.5 |  |  |  | 100.1 |  | W/occ |  | 0.1 |  | 10000 | [5 empty] | occ/m2 |  |  |  | 0.347 |  |  |  | W
|  | 1 | PERIM. | [6 empty] | 3.2
1 |  | 12-D | COND. | Something |  |  |  |  | : | 400 |  |  |  | 2.835 |  | 24.5 |  |  |  | 22 | [19 empty] | 0.25 |  |  |  | 10.5 |  |  |  | 100.1 |  | W/occ |  | 0.1 |  | 10000 | [5 empty] | occ/m2 |  |  |  | 0.347 |  |  |  | W
|  | 1 | PERIM. | [6 empty] | 3.2
1 |  | 12-D | COND. | Something |  |  |  |  | : | 400 |  |  |  | 2.835 |  | 24.5 |  |  |  | 22 | [19 empty] | 0.25 |  |  |  | 10.5 |  |  |  | 100.1 |  | W/occ |  | 0.1 |  | 10000 | [5 empty] | occ/m2 |  |  |  | 0.347 |  |  |  | W
|  | 1 | PERIM. | [6 empty] | 3.2
1 |  | 12-D | COND. | Something |  |  |  |  | : | 400 |  |  |  | 2.835 |  | 24.5 |  |  |  | 22 | [19 empty] | 0.25 |  |  |  | 10.5 |  |  |  | 100.1 |  | W/occ |  | 0.1 |  | 10000 | [5 empty] | occ/m2 |  |  |  | 0.347 |  |  |  | W
|  | 1 | PERIM. | [6 empty] | 3.2
1 |  | 12-D | COND. | Something |  |  |  |  | : | 400 |  |  |  | 2.835 |  | 24.5 |  |  |  | 22 | [19 empty] | 0.25 |  |  |  | 10.5 |  |  |  | 100.1 |  | W/occ |  | 0.1 |  | 10000 | [5 empty] | occ/m2 |  |  |  | 0.347 |  |  |  | W
|  | 1 | PERIM. | [6 empty] | 3.2
1 |  | 12-D | COND. | Something |  |  |  |  | : | 400 |  |  |  | 2.835 |  | 24.5 |  |  |  | 22 | [19 empty] | 0.25 |  |  |  | 10.5 |  |  |  | 100.1 |  | W/occ |  | 0.1 |  | 10000 | [5 empty] | occ/m2 |  |  |  | 0.347 |  |  |  | W
|  | 1 | PERIM. | [6 empty] | 3.2
1 |  | 12-D | COND. | Something |  |  |  |  | : | 400 |  |  |  | 2.835 |  | 24.5 |  |  |  | 22 | [19 empty] | 0.25 |  |  |  | 10.5 |  |  |  | 100.1 |  | W/occ |  | 0.1 |  | 10000 | [5 empty] | occ/m2 |  |  |  | 0.347 |  |  |  | W
|  | 1 | PERIM. | [6 empty] | 3.2
1 |  | 12-D | COND. | Something |  |  |  |  | : | 400 |  |  |  | 2.835 |  | 24.5 |  |  |  | 22 | [19 empty] | 0.25 |  |  |  | 10.5 |  |  |  | 100.1 |  | W/occ |  | 0.1 |  | 10000 | [5 empty] | occ/m2 |  |  |  | 0.347 |  |  |  | W
|  | 1 | PERIM. | [6 empty] | 3.2
1 |  | 12-D | COND. | Something |  |  |  |  | : | 400 |  |  |  | 2.835 |  | 24.5 |  |  |  | 22 | [19 empty] | 0.25 |  |  |  | 10.5 |  |  |  | 100.1 |  | W/occ |  | 0.1 |  | 10000 | [5 empty] | occ/m2 |  |  |  | 0.347 |  |  |  | W
|  | 1 | PERIM. | [6 empty] | 3.2
1 |  | 12-D | COND. | Something |  |  |  |  | : | 400 |  |  |  | 2.835 |  | 24.5 |  |  |  | 22 | [19 empty] | 0.25 |  |  |  | 10.5 |  |  |  | 100.1 |  | W/occ |  | 0.1 |  | 10000 | [5 empty] | occ/m2 |  |  |  | 0.347 |  |  |  | W
|  | 1 | PERIM. | [6 empty] | 3.2
1 |  | 12-D | COND. | Something |  |  |  |  | : | 400 |  |  |  | 2.835 |  | 24.5 |  |  |  | 22 | [19 empty] | 0.25 |  |  |  | 10.5 |  |  |  | 100.1 |  | W/occ |  | 0.1 |  | 10000 | [5 empty] | occ/m2 |  |  |  | 0.347 |  |  |  | W
|  | 1 | PERIM. | [6 empty] | 3.2
1 |  | 12-D | COND. | Something |  |  |  |  | : | 400 |  |  |  | 2.835 |  | 24.5 |  |  |  | 22 | [19 empty] | 0.25 |  |  |  | 10.5 |  |  |  | 100.1 |  | W/occ |  | 0.1 |  | 10000 | [5 empty] | occ/m2 |  |  |  | 0.347 |  |  |  | W
|  | 1 | PERIM. | [6 empty] | 3.2
1 |  | 12-D | COND. | Something |  |  |  |  | : | 400 |  |  |  | 2.835 |  | 24.5 |  |  |  | 22 | [19 empty] | 0.25 |  |  |  | 10.5 |  |  |  | 100.1 |  | W/occ |  | 0.1 |  | 10000 | [5 empty] | occ/m2 |  |  |  | 0.347 |  |  |  | W
|  | 1 | PERIM. | [6 empty] | 3.2
1 |  | 12-D | COND. | Something |  |  |  |  | : | 400 |  |  |  | 2.835 |  | 24.5 |  |  |  | 22 | [19 empty] | 0.25 |  |  |  | 10.5 |  |  |  | 100.1 |  | W/occ |  | 0.1 |  | 10000 | [5 empty] | occ/m2 |  |  |  | 0.347 |  |  |  | W
|  | 1 | PERIM. | [6 empty] | 3.2
1 |  | 12-D | COND. | Something |  |  |  |  | : | 400 |  |  |  | 2.835 |  | 24.5 |  |  |  | 22 | [19 empty] | 0.25 |  |  |  | 10.5 |  |  |  | 100.1 |  | W/occ |  | 0.1 |  | 10000 | [5 empty] | occ/m2 |  |  |  | 0.347 |  |  |  | W
|  | 1 | PERIM. | [6 empty] | 3.2
1 |  | 12-D | COND. | Something |  |  |  |  | : | 400 |  |  |  | 2.835 |  | 24.5 |  |  |  | 22 | [19 empty] | 0.25 |  |  |  | 10.5 |  |  |  | 100.1 |  | W/occ |  | 0.1 |  | 10000 | [5 empty] | occ/m2 |  |  |  | 0.347 |  |  |  | W
|  | 1 | PERIM. | [6 empty] | 3.2
1 |  | 12-D | COND. | Something |  |  |  |  | : | 400 |  |  |  | 2.835 |  | 24.5 |  |  |  | 22 | [19 empty] | 0.25 |  |  |  | 10.5 |  |  |  | 100.1 |  | W/occ |  | 0.1 |  | 10000 | [5 empty] | occ/m2 |  |  |  | 0.347 |  |  |  | W
|  | 1 | PERIM. | [6 empty] | 3.2
1 |  | 12-D | COND. | Something |  |  |  |  | : | 400 |  |  |  | 2.835 |  | 24.5 |  |  |  | 22 | [19 empty] | 0.25 |  |  |  | 10.5 |  |  |  | 100.1 |  | W/occ |  | 0.1 |  | 10000 | [5 empty] | occ/m2 |  |  |  | 0.347 |  |  |  | W
|  | 1 | PERIM. | [6 empty] | 3.2
1 |  | 12-D | COND. | Something |  |  |  |  | : | 400 |  |  |  | 2.835 |  | 24.5 |  |  |  | 22 | [19 empty] | 0.25 |  |  |  | 10.5 |  |  |  | 100.1 |  | W/occ |  | 0.1 |  | 10000 | [5 empty] | occ/m2 |  |  |  | 0.347 |  |  |  | W
|  | 1 | PERIM. | [6 empty] | 3.2
1 |  | 12-D | COND. | Something |  |  |  |  | : | 400 |  |  |  | 2.835 |  | 24.5 |  |  |  | 22 | [19 empty] | 0.25 |  |  |  | 10.5 |  |  |  | 100.1 |  | W/occ |  | 0.1 |  | 10000 | [5 empty] | occ/m2 |  |  |  | 0.347 |  |  |  | W
|  | 1 | PERIM. | [6 empty] | 3.2
1 |  | 12-D | COND. | Something |  |  |  |  | : | 400 |  |  |  | 2.835 |  | 24.5 |  |  |  | 22 | [19 empty] | 0.25 |  |  |  | 10.5 |  |  |  | 100.1 |  | W/occ |  | 0.1 |  | 10000 | [5 empty] | occ/m2 |  |  |  | 0.347 |  |  |  | W
|  | 1 | PERIM. | [6 empty] | 3.2
1 |  | 12-D | COND. | Something |  |  |  |  | : | 400 |  |  |  | 2.835 |  | 24.5 |  |  |  | 22 | [19 empty] | 0.25 |  |  |  | 10.5 |  |  |  | 100.1 |  | W/occ |  | 0.1 |  | 10000 | [5 empty] | occ/m2 |  |  |  | 0.347 |  |  |  | W
|  | 1 | PERIM. | [6 empty] | 3.2
1 |  | 12-D | COND. | Something |  |  |  |  | : | 400 |  |  |  | 2.835 |  | 24.5 |  |  |  | 22 | [19 empty] | 0.25 |  |  |  | 10.5 |  |  |  | 100.1 |  | W/occ |  | 0.1 |  | 10000 | [5 empty] | occ/m2 |  |  |  | 0.347 |  |  |  | W
|  | 1 | PERIM. | [6 empty] | 3.2
1 |  | 12-D | COND. | Something |  |  |  |  | : | 400 |  |  |  | 2.835 |  | 24.5 |  |  |  | 22 | [19 empty] | 0.25 |  |  |  | 10.5 |  |  |  | 100.1 |  | W/occ |  | 0.1 |  | 10000 | [5 empty] | occ/m2 |  |  |  | 0.347 |  |  |  | W
|  | 1 | PERIM. | [6 empty] | 3.2
1 |  | 12-D | COND. | Something |  |  |  |  | : | 400 |  |  |  | 2.835 |  | 24.5 |  |  |  | 22 | [19 empty] | 0.25 |  |  |  | 10.5 |  |  |  | 100.1 |  | W/occ |  | 0.1 |  | 10000 | [5 empty] | occ/m2 |  |  |  | 0.347 |  |  |  | W
|  | 1 | PERIM. | [6 empty] | 3.2
1 |  | 12-D | COND. | Something |  |  |  |  | : | 400 |  |  |  | 2.835 |  | 24.5 |  |  |  | 22 | [19 empty] | 0.25 |  |  |  | 10.5 |  |  |  | 100.1 |  | W/occ |  | 0.1 |  | 10000 | [5 empty] | occ/m2 |  |  |  | 0.347 |  |  |  | W
|  | 1 | PERIM. | [6 empty] | 3.2
1 |  | 12-D | COND. | Something |  |  |  |  | : | 400 |  |  |  | 2.835 |  | 24.5 |  |  |  | 22 | [19 empty] | 0.25 |  |  |  | 10.5 |  |  |  | 100.1 |  | W/occ |  | 0.1 |  | 10000 | [5 empty] | occ/m2 |  |  |  | 0.347 |  |  |  | W
|  | 1 | PERIM. | [6 empty] | 3.2
1 |  | 12-D | COND. | Something |  |  |  |  | : | 400 |  |  |  | 2.835 |  | 24.5 |  |  |  | 22 | [19 empty] | 0.25 |  |  |  | 10.5 |  |  |  | 100.1 |  | W/occ |  | 0.1 |  | 10000 | [5 empty] | occ/m2 |  |  |  | 0.347 |  |  |  | W
|  | 1 | PERIM. | [6 empty] | 3.2
1 |  | 12-D | COND. | Something |  |  |  |  | : | 400 |  |  |  | 2.835 |  | 24.5 |  |  |  | 22 | [19 empty] | 0.25 |  |  |  | 10.5 |  |  |  | 100.1 |  | W/occ |  | 0.1 |  | 10000 | [5 empty] | occ/m2 |  |  |  | 0.347 |  |  |  | W
|  | 1 | PERIM. | [6 empty] | 3.2
1 |  | 12-D | COND. | Something |  |  |  |  | : | 400 |  |  |  | 2.835 |  | 24.5 |  |  |  | 22 | [19 empty] | 0.25 |  |  |  | 10.5 |  |  |  | 100.1 |  | W/occ |  | 0.1 |  | 10000 | [5 empty] | occ/m2 |  |  |  | 0.347 |  |  |  | W
|  | 1 | PERIM. | [6 empty] | 3.2
1 |  | 12-D | COND. | Something |  |  |  |  | : | 400 |  |  |  | 2.835 |  | 24.5 |  |  |  | 22 | [19 empty] | 0.25 |  |  |  | 10.5 |  |  |  | 100.1 |  | W/occ |  | 0.1 |  | 10000 | [5 empty] | occ/m2 |  |  |  | 0.347 |  |  |  | W
|  | 1 | PERIM. | [6 empty] | 3.2
1 |  | 12-D | COND. | Something |  |  |  |  | : | 400 |  |  |  | 2.835 |  | 24.5 |  |  |  | 22 | [19 empty] | 0.25 |  |  |  | 10.5 |  |  |  | 100.1 |  | W/occ |  | 0.1 |  | 10000 | [5 empty] | occ/m2 |  |  |  | 0.347 |  |  |  | W
|  | 1 | PERIM. | [6 empty] | 3.2
1 |  | 12-D | COND. | Something |  |  |  |  | : | 400 |  |  |  | 2.835 |  | 24.5 |  |  |  | 22 | [19 empty] | 0.25 |  |  |  | 10.5 |  |  |  | 100.1 |  | W/occ |  | 0.1 |  | 10000 | [5 empty] | occ/m2 |  |  |  | 0.347 |  |  |  | W
|  | 1 | PERIM. | [6 empty] | 3.2
1 |  | 12-D | COND. | Something |  |  |  |  | : | 400 |  |  |  | 2.835 |  | 24.5 |  |  |  | 22 | [19 empty] | 0.25 |  |  |  | 10.5 |  |  |  | 100.1 |  | W/occ |  | 0.1 |  | 10000 | [5 empty] | occ/m2 |  |  |  | 0.347 |  |  |  | W
|  | 1 | PERIM. | [6 empty] | 3.2
1 |  | 12-D | COND. | Something |  |  |  |  | : | 400 |  |  |  | 2.835 |  | 24.5 |  |  |  | 22 | [19 empty] | 0.25 |  |  |  | 10.5 |  |  |  | 100.1 |  | W/occ |  | 0.1 |  | 10000 | [5 empty] | occ/m2 |  |  |  | 0.347 |  |  |  | W
|  | 1 | PERIM. | [6 empty] | 3.2
1 |  | 12-D | COND. | Something |  |  |  |  | : | 400 |  |  |  | 2.835 |  | 24.5 |  |  |  | 22 | [19 empty] | 0.25 |  |  |  | 10.5 |  |  |  | 100.1 |  | W/occ |  | 0.1 |  | 10000 | [5 empty] | occ/m2 |  |  |  | 0.347 |  |  |  | W
|  | 1 | PERIM. | [6 empty] | 3.2
1 |  | 12-D | COND. | Something |  |  |  |  | : | 400 |  |  |  | 2.835 |  | 24.5 |  |  |  | 22 | [19 empty] | 0.25 |  |  |  | 10.5 |  |  |  | 100.1 |  | W/occ |  | 0.1 |  | 10000 | [5 empty] | occ/m2 |  |  |  | 0.347 |  |  |  | W
|  | 1 | PERIM. | [6 empty] | 3.2
1 |  | 12-D | COND. | Something |  |  |  |  | : | 400 |  |  |  | 2.835 |  | 24.5 |  |  |  | 22 | [19 empty] | 0.25 |  |  |  | 10.5 |  |  |  | 100.1 |  | W/occ |  | 0.1 |  | 10000 | [5 empty] | occ/m2 |  |  |  | 0.347 |  |  |  | W
|  | 1 | PERIM. | [6 empty] | 3.2
1 |  | 12-D | COND. | Something |  |  |  |  | : | 400 |  |  |  | 2.835 |  | 24.5 |  |  |  | 22 | [19 empty] | 0.25 |  |  |  | 10.5 |  |  |  | 100.1 |  | W/occ |  | 0.1 |  | 10000 | [5 empty] | occ/m2 |  |  |  | 0.347 |  |  |  | W
|  | 1 | PERIM. | [6 empty] | 3.2
1 |  | 12-D | COND. | Something |  |  |  |  | : | 400 |  |  |  | 2.835 |  | 24.5 |  |  |  | 22 | [19 empty] | 0.25 |  |  |  | 10.5 |  |  |  | 100.1 |  | W/occ |  | 0.1 |  | 10000 | [5 empty] | occ/m2 |  |  |  | 0.347 |  |  |  | W
|  | 1 | PERIM. | [6 empty] | 3.2
1 |  | 12-D | COND. | Something |  |  |  |  | : | 400 |  |  |  | 2.835 |  | 24.5 |  |  |  | 22 | [19 empty] | 0.25 |  |  |  | 10.5 |  |  |  | 100.1 |  | W/occ |  | 0.1 |  | 10000 | [5 empty] | occ/m2 |  |  |  | 0.347 |  |  |  | W
|  | 1 | PERIM. | [6 empty] | 3.2
1 |  | 12-D | COND. | Something |  |  |  |  | : | 400 |  |  |  | 2.835 |  | 24.5 |  |  |  | 22 | [19 empty] | 0.25 |  |  |  | 10.5 |  |  |  | 100.1 |  | W/occ |  | 0.1 |  | 10000 | [5 empty] | occ/m2 |  |  |  | 0.347 |  |  |  | W
|  | 1 | PERIM. | [6 empty] | 3.2
1 |  | 12-D | COND. | Something |  |  |  |  | : | 400 |  |  |  | 2.835 |  | 24.5 |  |  |  | 22 | [19 empty] | 0.25 |  |  |  | 10.5 |  |  |  | 100.1 |  | W/occ |  | 0.1 |  | 10000 | [5 empty] | occ/m2 |  |  |  | 0.347 |  |  |  | W
|  | 1 | PERIM. | [6 empty] | 3.2
1 |  | 12-D | COND. | Something |  |  |  |  | : | 400 |  |  |  | 2.835 |  | 24.5 |  |  |  | 22 | [19 empty] | 0.25 |  |  |  | 10.5 |  |  |  | 100.1 |  | W/occ |  | 0.1 |  | 10000 | [5 empty] | occ/m2 |  |  |  | 0.347 |  |  |  | W
|  | 1 | PERIM. | [6 empty] | 3.2
1 |  | 12-D | COND. | Something |  |  |  |  | : | 400 |  |  |  | 2.835 |  | 24.5 |  |  |  | 22 | [19 empty] | 0.25 |  |  |  | 10.5 |  |  |  | 100.1 |  | W/occ |  | 0.1 |  | 10000 | [5 empty] | occ/m2 |  |  |  | 0.347 |  |  |  | W
|  | 1 | PERIM. | [6 empty] | 3.2
1 |  | 12-D | COND. | Something |  |  |  |  | : | 400 |  |  |  | 2.835 |  | 24.5 |  |  |  | 22 | [19 empty] | 0.25 |  |  |  | 10.5 |  |  |  | 100.1 |  | W/occ |  | 0.1 |  | 10000 | [5 empty] | occ/m2 |  |  |  | 0.347 |  |  |  | W
|  | 1 | PERIM. | [6 empty] | 3.2
1 |  | 12-D | COND. | Something |  |  |  |  | : | 400 |  |  |  | 2.835 |  | 24.5 |  |  |  | 22 | [19 empty] | 0.25 |  |  |  | 10.5 |  |  |  | 100.1 |  | W/occ |  | 0.1 |  | 10000 | [5 empty] | occ/m2 |  |  |  | 0.347 |  |  |  | W
|  | 1 | PERIM. | [6 empty] | 3.2
1 |  | 12-D | COND. | Something |  |  |  |  | : | 400 |  |  |  | 2.835 |  | 24.5 |  |  |  | 22 | [19 empty] | 0.25 |  |  |  | 10.5 |  |  |  | 100.1 |  | W/occ |  | 0.1 |  | 10000 | [5 empty] | occ/m2 |  |  |  | 0.347 |  |  |  | W
|  | 1 | PERIM. | [6 empty] | 3.2
1 |  | 12-D | COND. | Something |  |  |  |  | : | 400 |  |  |  | 2.835 |  | 24.5 |  |  |  | 22 | [19 empty] | 0.25 |  |  |  | 10.5 |  |  |  | 100.1 |  | W/occ |  | 0.1 |  | 10000 | [5 empty] | occ/m2 |  |  |  | 0.347 |  |  |  | W
|  | 1 | PERIM. | [6 empty] | 3.2
1 |  | 12-D | COND. | Something |  |  |  |  | : | 400 |  |  |  | 2.835 |  | 24.5 |  |  |  | 22 | [19 empty] | 0.25 |  |  |  | 10.5 |  |  |  | 100.1 |  | W/occ |  | 0.1 |  | 10000 | [5 empty] | occ/m2 |  |  |  | 0.347 |  |  |  | W
|  | 1 | PERIM. | [6 empty] | 3.2
1 |  | 12-D | COND. | Something |  |  |  |  | : | 400 |  |  |  | 2.835 |  | 24.5 |  |  |  | 22 | [19 empty] | 0.25 |  |  |  | 10.5 |  |  |  | 100.1 |  | W/occ |  | 0.1 |  | 10000 | [5 empty] | occ/m2 |  |  |  | 0.347 |  |  |  | W
|  | 1 | PERIM. | [6 empty] | 3.2
1 |  | 12-D | COND. | Something |  |  |  |  | : | 400 |  |  |  | 2.835 |  | 24.5 |  |  |  | 22 | [19 empty] | 0.25 |  |  |  | 10.5 |  |  |  | 100.1 |  | W/occ |  | 0.1 |  | 10000 | [5 empty] | occ/m2 |  |  |  | 0.347 |  |  |  | W
|  | 1 | PERIM. | [6 empty] | 3.2
1 |  | 12-D | COND. | Something |  |  |  |  | : | 400 |  |  |  | 2.835 |  | 24.5 |  |  |  | 22 | [19 empty] | 0.25 |  |  |  | 10.5 |  |  |  | 100.1 |  | W/occ |  | 0.1 |  | 10000 | [5 empty] | occ/m2 |  |  |  | 0.347 |  |  |  | W
|  | 1 | PERIM. | [6 empty] | 3.2
1 |  | 12-D | COND. | Something |  |  |  |  | : | 400 |  |  |  | 2.835 |  | 24.5 |  |  |  | 22 | [19 empty] | 0.25 |  |  |  | 10.5 |  |  |  | 100.1 |  | W/occ |  | 0.1 |  | 10000 | [5 empty] | occ/m2 |  |  |  | 0.347 |  |  |  | W
|  | 1 | PERIM. | [6 empty] | 3.2
1 |  | 12-D | COND. | Something |  |  |  |  | : | 400 |  |  |  | 2.835 |  | 24.5 |  |  |  | 22 | [19 empty] | 0.25 |  |  |  | 10.5 |  |  |  | 100.1 |  | W/occ |  | 0.1 |  | 10000 | [5 empty] | occ/m2 |  |  |  | 0.347 |  |  |  | W
|  | 1 | PERIM. | [6 empty] | 3.2
1 |  | 12-D | COND. | Something |  |  |  |  | : | 400 |  |  |  | 2.835 |  | 24.5 |  |  |  | 22 | [19 empty] | 0.25 |  |  |  | 10.5 |  |  |  | 100.1 |  | W/occ |  | 0.1 |  | 10000 | [5 empty] | occ/m2 |  |  |  | 0.347 |  |  |  | W
|  | 1 | PERIM. | [6 empty] | 3.2
1 |  | 12-D | COND. | Something |  |  |  |  | : | 400 |  |  |  | 2.835 |  | 24.5 |  |  |  | 22 | [19 empty] | 0.25 |  |  |  | 10.5 |  |  |  | 100.1 |  | W/occ |  | 0.1 |  | 10000 | [5 empty] | occ/m2 |  |  |  | 0.347 |  |  |  | W
|  | 1 | PERIM. | [6 empty] | 3.2
1 |  | 12-D | COND. | Something |  |  |  |  | : | 400 |  |  |  | 2.835 |  | 24.5 |  |  |  | 22 | [19 empty] | 0.25 |  |  |  | 10.5 |  |  |  | 100.1 |  | W/occ |  | 0.1 |  | 10000 | [5 empty] | occ/m2 |  |  |  | 0.347 |  |  |  | W
|  | 1 | PERIM. | [6 empty] | 3.2
1 |  | 12-D | COND. | Something |  |  |  |  | : | 400 |  |  |  | 2.835 |  | 24.5 |  |  |  | 22 | [19 empty] | 0.25 |  |  |  | 10.5 |  |  |  | 100.1 |  | W/occ |  | 0.1 |  | 10000 | [5 empty] | occ/m2 |  |  |  | 0.347 |  |  |  | W
|  | 1 | PERIM. | [6 empty] | 3.2
1 |  | 12-D | COND. | Something |  |  |  |  | : | 400 |  |  |  | 2.835 |  | 24.5 |  |  |  | 22 | [19 empty] | 0.25 |  |  |  | 10.5 |  |  |  | 100.1 |  | W/occ |  | 0.1 |  | 10000 | [5 empty] | occ/m2 |  |  |  | 0.347 |  |  |  | W
|  | 1 | PERIM. | [6 empty] | 3.2
1 |  | 12-D | COND. | Something |  |  |  |  | : | 400 |  |  |  | 2.835 |  | 24.5 |  |  |  | 22 | [19 empty] | 0.25 |  |  |  | 10.5 |  |  |  | 100.1 |  | W/occ |  | 0.1 |  | 10000 | [5 empty] | occ/m2 |  |  |  | 0.347 |  |  |  | W
|  | 1 | PERIM. | [6 empty] | 3.2
1 |  | 12-D | COND. | Something |  |  |  |  | : | 400 |  |  |  | 2.835 |  | 24.5 |  |  |  | 22 | [19 empty] | 0.25 |  |  |  | 10.5 |  |  |  | 100.1 |  | W/occ |  | 0.1 |  | 10000 | [5 empty] | occ/m2 |  |  |  | 0.347 |  |  |  | W
|  | 1 | PERIM. | [6 empty] | 3.2
1 |  | 12-D | COND. | Something |  |  |  |  | : | 400 |  |  |  | 2.835 |  | 24.5 |  |  |  | 22 | [19 empty] | 0.25 |  |  |  | 10.5 |  |  |  | 100.1 |  | W/occ |  | 0.1 |  | 10000 | [5 empty] | occ/m2 |  |  |  | 0.347 |  |  |  | W
|  | 1 | PERIM. | [6 empty] | 3.2
1 |  | 12-D | COND. | Something |  |  |  |  | : | 400 |  |  |  | 2.835 |  | 24.5 |  |  |  | 22 | [19 empty] | 0.25 |  |  |  | 10.5 |  |  |  | 100.1 |  | W/occ |  | 0.1 |  | 10000 | [5 empty] | occ/m2 |  |  |  | 0.347 |  |  |  | W
|  | 1 | PERIM. | [6 empty] | 3.2
1 |  | 12-D | COND. | Something |  |  |  |  | : | 400 |  |  |  | 2.835 |  | 24.5 |  |  |  | 22 | [19 empty] | 0.25 |  |  |  | 10.5 |  |  |  | 100.1 |  | W/occ |  | 0.1 |  | 10000 | [5 empty] | occ/m2 |  |  |  | 0.347 |  |  |  | W
|  | 1 | PERIM. | [6 empty] | 3.2
1 |  | 12-D | COND. | Something |  |  |  |  | : | 400 |  |  |  | 2.835 |  | 24.5 |  |  |  | 22 | [19 empty] | 0.25 |  |  |  | 10.5 |  |  |  | 100.1 |  | W/occ |  | 0.1 |  | 10000 | [5 empty] | occ/m2 |  |  |  | 0.347 |  |  |  | W
|  | 1 | PERIM. | [6 empty] | 3.2
1 |  | 12-D | COND. | Something |  |  |  |  | : | 400 |  |  |  | 2.835 |  | 24.5 |  |  |  | 22 | [19 empty] | 0.25 |  |  |  | 10.5 |  |  |  | 100.1 |  | W/occ |  | 0.1 |  | 10000 | [5 empty] | occ/m2 |  |  |  | 0.347 |  |  |  | W
|  | 1 | PERIM. | [6 empty] | 3.2
1 |  | 12-D | COND. | Something |  |  |  |  | : | 400 |  |  |  | 2.835 |  | 24.5 |  |  |  | 22 | [19 empty] | 0.25 |  |  |  | 10.5 |  |  |  | 100.1 |  | W/occ |  | 0.1 |  | 10000 | [5 empty] | occ/m2 |  |  |  | 0.347 |  |  |  | W
|  | 1 | PERIM. | [6 empty] | 3.2
1 |  | 12-D | COND. | Something |  |  |  |  | : | 400 |  |  |  | 2.835 |  | 24.5 |  |  |  | 22 | [19 empty] | 0.25 |  |  |  | 10.5 |  |  |  | 100.1 |  | W/occ |  | 0.1 |  | 10000 | [5 empty] | occ/m2 |  |  |  | 0.347 |  |  |  | W
|  | 1 | PERIM. | [6 empty] | 3.2
1 |  | 12-D | COND. | Something |  |  |  |  | : | 400 |  |  |  | 2.835 |  | 24.5 |  |  |  | 22 | [19 empty] | 0.25 |  |  |  | 10.5 |  |  |  | 100.1 |  | W/occ |  | 0.1 |  | 10000 | [5 empty] | occ/m2 |  |  |  | 0.347 |  |  |  | W
|  | 1 | PERIM. | [6 empty] | 3.2
1 |  | 12-D | COND. | Something |  |  |  |  | : | 400 |  |  |  | 2.835 |  | 24.5 |  |  |  | 22 | [19 empty] | 0.25 |  |  |  | 10.5 |  |  |  | 100.1 |  | W/occ |  | 0.1 |  | 10000 | [5 empty] | occ/m2 |  |  |  | 0.347 |  |  |  | W
|  | 1 | PERIM. | [6 empty] | 3.2
1 |  | 12-D | COND. | Something |  |  |  |  | : | 400 |  |  |  | 2.835 |  | 24.5 |  |  |  | 22 | [19 empty] | 0.25 |  |  |  | 10.5 |  |  |  | 100.1 |  | W/occ |  | 0.1 |  | 10000 | [5 empty] | occ/m2 |  |  |  | 0.347 |  |  |  | W
|  | 1 | PERIM. | [6 empty] | 3.2
1 |  | 12-D | COND. | Something |  |  |  |  | : | 400 |  |  |  | 2.835 |  | 24.5 |  |  |  | 22 | [19 empty] | 0.25 |  |  |  | 10.5 |  |  |  | 100.1 |  | W/occ |  | 0.1 |  | 10000 | [5 empty] | occ/m2 |  |  |  | 0.347 |  |  |  | W
|  | 1 | PERIM. | [6 empty] | 3.2
1 |  | 12-D | COND. | Something |  |  |  |  | : | 400 |  |  |  | 2.835 |  | 24.5 |  |  |  | 22 | [19 empty] | 0.25 |  |  |  | 10.5 |  |  |  | 100.1 |  | W/occ |  | 0.1 |  | 10000 | [5 empty] | occ/m2 |  |  |  | 0.347 |  |  |  | W
|  | 1 | PERIM. | [6 empty] | 3.2
1 |  | 12-D | COND. | Something |  |  |  |  | : | 400 |  |  |  | 2.835 |  | 24.5 |  |  |  | 22 | [19 empty] | 0.25 |  |  |  | 10.5 |  |  |  | 100.1 |  | W/occ |  | 0.1 |  | 10000 | [5 empty] | occ/m2 |  |  |  | 0.347 |  |  |  | W
|  | 1 | PERIM. | [6 empty] | 3.2
1 |  | 12-D | COND. | Something |  |  |  |  | : | 400 |  |  |  | 2.835 |  | 24.5 |  |  |  | 22 | [19 empty] | 0.25 |  |  |  | 10.5 |  |  |  | 100.1 |  | W/occ |  | 0.1 |  | 10000 | [5 empty] | occ/m2 |  |  |  | 0.347 |  |  |  | W
|  | 1 | PERIM. | [6 empty] | 3.2
1 |  | 12-D | COND. | Something |  |  |  |  | : | 400 |  |  |  | 2.835 |  | 24.5 |  |  |  | 22 | [19 empty] | 0.25 |  |  |  | 10.5 |  |  |  | 100.1 |  | W/occ |  | 0.1 |  | 10000 | [5 empty] | occ/m2 |  |  |  | 0.347 |  |  |  | W
|  | 1 | PERIM. | [6 empty] | 3.2
1 |  | 12-D | COND. | Something |  |  |  |  | : | 400 |  |  |  | 2.835 |  | 24.5 |  |  |  | 22 | [19 empty] | 0.25 |  |  |  | 10.5 |  |  |  | 100.1 |  | W/occ |  | 0.1 |  | 10000 | [5 empty] | occ/m2 |  |  |  | 0.347 |  |  |  | W
|  | 1 | PERIM. | [6 empty] | 3.2
1 |  | 12-D | COND. | Something |  |  |  |  | : | 400 |  |  |  | 2.835 |  | 24.5 |  |  |  | 22 | [19 empty] | 0.25 |  |  |  | 10.5 |  |  |  | 100.1 |  | W/occ |  | 0.1 |  | 10000 | [5 empty] | occ/m2 |  |  |  | 0.347 |  |  |  | W
|  | 1 | PERIM. | [6 empty] | 3.2
1 |  | 12-D | COND. | Something |  |  |  |  | : | 400 |  |  |  | 2.835 |  | 24.5 |  |  |  | 22 | [19 empty] | 0.25 |  |  |  | 10.5 |  |  |  | 100.1 |  | W/occ |  | 0.1 |  | 10000 | [5 empty] | occ/m2 |  |  |  | 0.347 |  |  |  | W
|  | 1 | PERIM. | [6 empty] | 3.2
1 |  | 12-D | COND. | Something |  |  |  |  | : | 400 |  |  |  | 2.835 |  | 24.5 |  |  |  | 22 | [19 empty] | 0.25 |  |  |  | 10.5 |  |  |  | 100.1 |  | W/occ |  | 0.1 |  | 10000 | [5 empty] | occ/m2 |  |  |  | 0.347 |  |  |  | W
|  | 1 | PERIM. | [6 empty] | 3.2
1 |  | 12-D | COND. | Something |  |  |  |  | : | 400 |  |  |  | 2.835 |  | 24.5 |  |  |  | 22 | [19 empty] | 0.25 |  |  |  | 10.5 |  |  |  | 100.1 |  | W/occ |  | 0.1 |  | 10000 | [5 empty] | occ/m2 |  |  |  | 0.347 |  |  |  | W
|  | 1 | PERIM. | [6 empty] | 3.2
1 |  | 12-D | COND. | Something |  |  |  |  | : | 400 |  |  |  | 2.835 |  | 24.5 |  |  |  | 22 | [19 empty] | 0.25 |  |  |  | 10.5 |  |  |  | 100.1 |  | W/occ |  | 0.1 |  | 10000 | [5 empty] | occ/m2 |  |  |  | 0.347 |  |  |  | W
|  | 1 | PERIM. | [6 empty] | 3.2
1 |  | 12-D | COND. | Something |  |  |  |  | : | 400 |  |  |  | 2.835 |  | 24.5 |  |  |  | 22 | [19 empty] | 0.25 |  |  |  | 10.5 |  |  |  | 100.1 |  | W/occ |  | 0.1 |  | 10000 | [5 empty] | occ/m2 |  |  |  | 0.347 |  |  |  | W
|  | 1 | PERIM. | [6 empty] | 3.2
1 |  | 12-D | COND. | Something |  |  |  |  | : | 400 |  |  |  | 2.835 |  | 24.5 |  |  |  | 22 | [19 empty] | 0.25 |  |  |  | 10.5 |  |  |  | 100.1 |  | W/occ |  | 0.1 |  | 10000 | [5 empty] | occ/m2 |  |  |  | 0.347 |  |  |  | W
|  | 1 | PERIM. | [6 empty] | 3.2
1 |  | 12-D | COND. | Something |  |  |  |  | : | 400 |  |  |  | 2.835 |  | 24.5 |  |  |  | 22 | [19 empty] | 0.25 |  |  |  | 10.5 |  |  |  | 100.1 |  | W/occ |  | 0.1 |  | 10000 | [5 empty] | occ/m2 |  |  |  | 0.347 |  |  |  | W
|  | 1 | PERIM. | [6 empty] | 3.2
1 |  | 12-D | COND. | Something |  |  |  |  | : | 400 |  |  |  | 2.835 |  | 24.5 |  |  |  | 22 | [19 empty] | 0.25 |  |  |  | 10.5 |  |  |  | 100.1 |  | W/occ |  | 0.1 |  | 10000 | [5 empty] | occ/m2 |  |  |  | 0.347 |  |  |  | W
|  | 1 | PERIM. | [6 empty] | 3.2
1 |  | 12-D | COND. | Something |  |  |  |  | : | 400 |  |  |  | 2.835 |  | 24.5 |  |  |  | 22 | [19 empty] | 0.25 |  |  |  | 10.5 |  |  |  | 100.1 |  | W/occ |  | 0.1 |  | 10000 | [5 empty] | occ/m2 |  |  |  | 0.347 |  |  |  | W
|  | 1 | PERIM. | [6 empty] | 3.2
1 |  | 12-D | COND. | Something |  |  |  |  | : | 400 |  |  |  | 2.835 |  | 24.5 |  |  |  | 22 | [19 empty] | 0.25 |  |  |  | 10.5 |  |  |  | 100.1 |  | W/occ |  | 0.1 |  | 10000 | [5 empty] | occ/m2 |  |  |  | 0.347 |  |  |  | W
|  | 1 | PERIM. | [6 empty] | 3.2
1 |  | 12-D | COND. | Something |  |  |  |  | : | 400 |  |  |  | 2.835 |  | 24.5 |  |  |  | 22 | [19 empty] | 0.25 |  |  |  | 10.5 |  |  |  | 100.1 |  | W/occ |  | 0.1 |  | 10000 | [5 empty] | occ/m2 |  |  |  | 0.347 |  |  |  | W
|  | 1 | PERIM. | [6 empty] | 3.2
1 |  | 12-D | COND. | Something |  |  |  |  | : | 400 |  |  |  | 2.835 |  | 24.5 |  |  |  | 22 | [19 empty] | 0.25 |  |  |  | 10.5 |  |  |  | 100.1 |  | W/occ |  | 0.1 |  | 10000 | [5 empty] | occ/m2 |  |  |  | 0.347 |  |  |  | W
|  | 1 | PERIM. | [6 empty] | 3.2
1 |  | 12-D | COND. | Something |  |  |  |  | : | 400 |  |  |  | 2.835 |  | 24.5 |  |  |  | 22 | [19 empty] | 0.25 |  |  |  | 10.5 |  |  |  | 100.1 |  | W/occ |  | 0.1 |  | 10000 | [5 empty] | occ/m2 |  |  |  | 0.347 |  |  |  | W
|  | 1 | PERIM. | [6 empty] | 3.2
1 |  | 12-D | COND. | Something |  |  |  |  | : | 400 |  |  |  | 2.835 |  | 24.5 |  |  |  | 22 | [19 empty] | 0.25 |  |  |  | 10.5 |  |  |  | 100.1 |  | W/occ |  | 0.1 |  | 10000 | [5 empty] | occ/m2 |  |  |  | 0.347 |  |  |  | W
|  | 1 | PERIM. | [6 empty] | 3.2
1 |  | 12-D | COND. | Something |  |  |  |  | : | 400 |  |  |  | 2.835 |  | 24.5 |  |  |  | 22 | [19 empty] | 0.25 |  |  |  | 10.5 |  |  |  | 100.1 |  | W/occ |  | 0.1 |  | 10000 | [5 empty] | occ/m2 |  |  |  | 0.347 |  |  |  | W
|  | 1 | PERIM. | [6 empty] | 3.2
1 |  | 12-D | COND. | Something |  |  |  |  | : | 400 |  |  |  | 2.835 |  | 24.5 |  |  |  | 22 | [19 empty] | 0.25 |  |  |  | 10.5 |  |  |  | 100.1 |  | W/occ |  | 0.1 |  | 10000 | [5 empty] | occ/m2 |  |  |  | 0.347 |  |  |  | W
|  | 1 | PERIM. | [6 empty] | 3.2
1 |  | 12-D | COND. | Something |  |  |  |  | : | 400 |  |  |  | 2.835 |  | 24.5 |  |  |  | 22 | [19 empty] | 0.25 |  |  |  | 10.5 |  |  |  | 100.1 |  | W/occ |  | 0.1 |  | 10000 | [5 empty] | occ/m2 |  |  |  | 0.347 |  |  |  | W
|  | 1 | PERIM. | [6 empty] | 3.2
1 |  | 12-D | COND. | Something |  |  |  |  | : | 400 |  |  |  | 2.835 |  | 24.5 |  |  |  | 22 | [19 empty] | 0.25 |  |  |  | 10.5 |  |  |  | 100.1 |  | W/occ |  | 0.1 |  | 10000 | [5 empty] | occ/m2 |  |  |  | 0.347 |  |  |  | W
|  | 1 | PERIM. | [6 empty] | 3.2
1 |  | 12-D | COND. | Something |  |  |  |  | : | 400 |  |  |  | 2.835 |  | 24.5 |  |  |  | 22 | [19 empty] | 0.25 |  |  |  | 10.5 |  |  |  | 100.1 |  | W/occ |  | 0.1 |  | 10000 | [5 empty] | occ/m2 |  |  |  | 0.347 |  |  |  | W
|  | 1 | PERIM. | [6 empty] | 3.2
1 |  | 12-D | COND. | Something |  |  |  |  | : | 400 |  |  |  | 2.835 |  | 24.5 |  |  |  | 22 | [19 empty] | 0.25 |  |  |  | 10.5 |  |  |  | 100.1 |  | W/occ |  | 0.1 |  | 10000 | [5 empty] | occ/m2 |  |  |  | 0.347 |  |  |  | W
|  | 1 | PERIM. | [6 empty] | 3.2
1 |  | 12-D | COND. | Something |  |  |  |  | : | 400 |  |  |  | 2.835 |  | 24.5 |  |  |  | 22 | [19 empty] | 0.25 |  |  |  | 10.5 |  |  |  | 100.1 |  | W/occ |  | 0.1 |  | 10000 | [5 empty] | occ/m2 |  |  |  | 0.347 |  |  |  | W
|  | 1 | PERIM. | [6 empty] | 3.2
1 |  | 12-D | COND. | Something |  |  |  |  | : | 400 |  |  |  | 2.835 |  | 24.5 |  |  |  | 22 | [19 empty] | 0.25 |  |  |  | 10.5 |  |  |  | 100.1 |  | W/occ |  | 0.1 |  | 10000 | [5 empty] | occ/m2 |  |  |  | 0.347 |  |  |  | W
|  | 1 | PERIM. | [6 empty] | 3.2
1 |  | 12-D | COND. | Something |  |  |  |  | : | 400 |  |  |  | 2.835 |  | 24.5 |  |  |  | 22 | [19 empty] | 0.25 |  |  |  | 10.5 |  |  |  | 100.1 |  | W/occ |  | 0.1 |  | 10000 | [5 empty] | occ/m2 |  |  |  | 0.347 |  |  |  | W
|  | 1 | PERIM. | [6 empty] | 3.2
1 |  | 12-D | COND. | Something |  |  |  |  | : | 400 |  |  |  | 2.835 |  | 24.5 |  |  |  | 22 | [19 empty] | 0.25 |  |  |  | 10.5 |  |  |  | 100.1 |  | W/occ |  | 0.1 |  | 10000 | [5 empty] | occ/m2 |  |  |  | 0.347 |  |  |  | W
|  | 1 | PERIM. | [6 empty] | 3.2
1 |  | 12-D | COND. | Something |  |  |  |  | : | 400 |  |  |  | 2.835 |  | 24.5 |  |  |  | 22 | [19 empty] | 0.25 |  |  |  | 10.5 |  |  |  | 100.1 |  | W/occ |  | 0.1 |  | 10000 | [5 empty] | occ/m2 |  |  |  | 0.347 |  |  |  | W
|  | 1 | PERIM. | [6 empty] | 3.2
1 |  | 12-D | COND. | Something |  |  |  |  | : | 400 |  |  |  | 2.835 |  | 24.5 |  |  |  | 22 | [19 empty] | 0.25 |  |  |  | 10.5 |  |  |  | 100.1 |  | W/occ |  | 0.1 |  | 10000 | [5 empty] | occ/m2 |  |  |  | 0.347 |  |  |  | W
|  | 1 | PERIM. | [6 empty] | 3.2
1 |  | 12-D | COND. | Something |  |  |  |  | : | 400 |  |  |  | 2.835 |  | 24.5 |  |  |  | 22 | [19 empty] | 0.25 |  |  |  | 10.5 |  |  |  | 100.1 |  | W/occ |  | 0.1 |  | 10000 | [5 empty] | occ/m2 |  |  |  | 0.347 |  |  |  | W
|  | 1 | PERIM. | [6 empty] | 3.2
1 |  | 12-D | COND. | Something |  |  |  |  | : | 400 |  |  |  | 2.835 |  | 24.5 |  |  |  | 22 | [19 empty] | 0.25 |  |  |  | 10.5 |  |  |  | 100.1 |  | W/occ |  | 0.1 |  | 10000 | [5 empty] | occ/m2 |  |  |  | 0.347 |  |  |  | W
|  | 1 | PERIM. | [6 empty] | 3.2
1 |  | 12-D | COND. | Something |  |  |  |  | : | 400 |  |  |  | 2.835 |  | 24.5 |  |  |  | 22 | [19 empty] | 0.25 |  |  |  | 10.5 |  |  |  | 100.1 |  | W/occ |  | 0.1 |  | 10000 | [5 empty] | occ/m2 |  |  |  | 0.347 |  |  |  | W
|  | 1 | PERIM. | [6 empty] | 3.2
1 |  | 12-D | COND. | Something |  |  |  |  | : | 400 |  |  |  | 2.835 |  | 24.5 |  |  |  | 22 | [19 empty] | 0.25 |  |  |  | 10.5 |  |  |  | 100.1 |  | W/occ |  | 0.1 |  | 10000 | [5 empty] | occ/m2 |  |  |  | 0.347 |  |  |  | W
|  | 1 | PERIM. | [6 empty] | 3.2
1 |  | 12-D | COND. | Something |  |  |  |  | : | 400 |  |  |  | 2.835 |  | 24.5 |  |  |  | 22 | [19 empty] | 0.25 |  |  |  | 10.5 |  |  |  | 100.1 |  | W/occ |  | 0.1 |  | 10000 | [5 empty] | occ/m2 |  |  |  | 0.347 |  |  |  | W
|  | 1 | PERIM. | [6 empty] | 3.2
1 |  | 12-D | COND. | Something |  |  |  |  | : | 400 |  |  |  | 2.835 |  | 24.5 |  |  |  | 22 | [19 empty] | 0.25 |  |  |  | 10.5 |  |  |  | 100.1 |  | W/occ |  | 0.1 |  | 10000 | [5 empty] | occ/m2 |  |  |  | 0.347 |  |  |  | W
|  | 1 | PERIM. | [6 empty] | 3.2
1 |  | 12-D | COND. | Something |  |  |  |  | : | 400 |  |  |  | 2.835 |  | 24.5 |  |  |  | 22 | [19 empty] | 0.25 |  |  |  | 10.5 |  |  |  | 100.1 |  | W/occ |  | 0.1 |  | 10000 | [5 empty] | occ/m2 |  |  |  | 0.347 |  |  |  | W
|  | 1 | PERIM. | [6 empty] | 3.2
1 |  | 12-D | COND. | Something |  |  |  |  | : | 400 |  |  |  | 2.835 |  | 24.5 |  |  |  | 22 | [19 empty] | 0.25 |  |  |  | 10.5 |  |  |  | 100.1 |  | W/occ |  | 0.1 |  | 10000 | [5 empty] | occ/m2 |  |  |  | 0.347 |  |  |  | W
|  | 1 | PERIM. | [6 empty] | 3.2
1 |  | 12-D | COND. | Something |  |  |  |  | : | 400 |  |  |  | 2.835 |  | 24.5 |  |  |  | 22 | [19 empty] | 0.25 |  |  |  | 10.5 |  |  |  | 100.1 |  | W/occ |  | 0.1 |  | 10000 | [5 empty] | occ/m2 |  |  |  | 0.347 |  |  |  | W
|  | 1 | PERIM. | [6 empty] | 3.2
1 |  | 12-D | COND. | Something |  |  |  |  | : | 400 |  |  |  | 2.835 |  | 24.5 |  |  |  | 22 | [19 empty] | 0.25 |  |  |  | 10.5 |  |  |  | 100.1 |  | W/occ |  | 0.1 |  | 10000 | [5 empty] | occ/m2 |  |  |  | 0.347 |  |  |  | W
|  | 1 | PERIM. | [6 empty] | 3.2
1 |  | 12-D | COND. | Something |  |  |  |  | : | 400 |  |  |  | 2.835 |  | 24.5 |  |  |  | 22 | [19 empty] | 0.25 |  |  |  | 10.5 |  |  |  | 100.1 |  | W/occ |  | 0.1 |  | 10000 | [5 empty] | occ/m2 |  |  |  | 0.347 |  |  |  | W
|  | 1 | PERIM. | [6 empty] | 3.2
1 |  | 12-D | COND. | Something |  |  |  |  | : | 400 |  |  |  | 2.835 |  | 24.5 |  |  |  | 22 | [19 empty] | 0.25 |  |  |  | 10.5 |  |  |  | 100.1 |  | W/occ |  | 0.1 |  | 10000 | [5 empty] | occ/m2 |  |  |  | 0.347 |  |  |  | W
|  | 1 | PERIM. | [6 empty] | 3.2
1 |  | 12-D | COND. | Something |  |  |  |  | : | 400 |  |  |  | 2.835 |  | 24.5 |  |  |  | 22 | [19 empty] | 0.25 |  |  |  | 10.5 |  |  |  | 100.1 |  | W/occ |  | 0.1 |  | 10000 | [5 empty] | occ/m2 |  |  |  | 0.347 |  |  |  | W
|  | 1 | PERIM. | [6 empty] | 3.2
1 |  | 12-D | COND. | Something |  |  |  |  | : | 400 |  |  |  | 2.835 |  | 24.5 |  |  |  | 22 | [19 empty] | 0.25 |  |  |  | 10.5 |  |  |  | 100.1 |  | W/occ |  | 0.1 |  | 10000 | [5 empty] | occ/m2 |  |  |  | 0.347 |  |  |  | W
|  | 1 | PERIM. | [6 empty] | 3.2
1 |  | 12-D | COND. | Something |  |  |  |  | : | 400 |  |  |  | 2.835 |  | 24.5 |  |  |  | 22 | [19 empty] | 0.25 |  |  |  | 10.5 |  |  |  | 100.1 |  | W/occ |  | 0.1 |  | 10000 | [5 empty] | occ/m2 |  |  |  | 0.347 |  |  |  | W
|  | 1 | PERIM. | [6 empty] | 3.2
1 |  | 12-D | COND. | Something |  |  |  |  | : | 400 |  |  |  | 2.835 |  | 24.5 |  |  |  | 22 | [19 empty] | 0.25 |  |  |  | 10.5 |  |  |  | 100.1 |  | W/occ |  | 0.1 |  | 10000 | [5 empty] | occ/m2 |  |  |  | 0.347 |  |  |  | W
|  | 1 | PERIM. | [6 empty] | 3.2
1 |  | 12-D | COND. | Something |  |  |  |  | : | 400 |  |  |  | 2.835 |  | 24.5 |  |  |  | 22 | [19 empty] | 0.25 |  |  |  | 10.5 |  |  |  | 100.1 |  | W/occ |  | 0.1 |  | 10000 | [5 empty] | occ/m2 |  |  |  | 0.347 |  |  |  | W
|  | 1 | PERIM. | [6 empty] | 3.2
1 |  | 12-D | COND. | Something |  |  |  |  | : | 400 |  |  |  | 2.835 |  | 24.5 |  |  |  | 22 | [19 empty] | 0.25 |  |  |  | 10.5 |  |  |  | 100.1 |  | W/occ |  | 0.1 |  | 10000 | [5 empty] | occ/m2 |  |  |  | 0.347 |  |  |  | W
|  | 1 | PERIM. | [6 empty] | 3.2
1 |  | 12-D | COND. | Something |  |  |  |  | : | 400 |  |  |  | 2.835 |  | 24.5 |  |  |  | 22 | [19 empty] | 0.25 |  |  |  | 10.5 |  |  |  | 100.1 |  | W/occ |  | 0.1 |  | 10000 | [5 empty] | occ/m2 |  |  |  | 0.347 |  |  |  | W
|  | 1 | PERIM. | [6 empty] | 3.2
1 |  | 12-D | COND. | Something |  |  |  |  | : | 400 |  |  |  | 2.835 |  | 24.5 |  |  |  | 22 | [19 empty] | 0.25 |  |  |  | 10.5 |  |  |  | 100.1 |  | W/occ |  | 0.1 |  | 10000 | [5 empty] | occ/m2 |  |  |  | 0.347 |  |  |  | W
|  | 1 | PERIM. | [6 empty] | 3.2
1 |  | 12-D | COND. | Something |  |  |  |  | : | 400 |  |  |  | 2.835 |  | 24.5 |  |  |  | 22 | [19 empty] | 0.25 |  |  |  | 10.5 |  |  |  | 100.1 |  | W/occ |  | 0.1 |  | 10000 | [5 empty] | occ/m2 |  |  |  | 0.347 |  |  |  | W
|  | 1 | PERIM. | [6 empty] | 3.2
1 |  | 12-D | COND. | Something |  |  |  |  | : | 400 |  |  |  | 2.835 |  | 24.5 |  |  |  | 22 | [19 empty] | 0.25 |  |  |  | 10.5 |  |  |  | 100.1 |  | W/occ |  | 0.1 |  | 10000 | [5 empty] | occ/m2 |  |  |  | 0.347 |  |  |  | W
|  | 1 | PERIM. | [6 empty] | 3.2
1 |  | 12-D | COND. | Something |  |  |  |  | : | 400 |  |  |  | 2.835 |  | 24.5 |  |  |  | 22 | [19 empty] | 0.25 |  |  |  | 10.5 |  |  |  | 100.1 |  | W/occ |  | 0.1 |  | 10000 | [5 empty] | occ/m2 |  |  |  | 0.347 |  |  |  | W
|  | 1 | PERIM. | [6 empty] | 3.2
1 |  | 12-D | COND. | Something |  |  |  |  | : | 400 |  |  |  | 2.835 |  | 24.5 |  |  |  | 22 | [19 empty] | 0.25 |  |  |  | 10.5 |  |  |  | 100.1 |  | W/occ |  | 0.1 |  | 10000 | [5 empty] | occ/m2 |  |  |  | 0.347 |  |  |  | W
|  | 1 | PERIM. | [6 empty] | 3.2
1 |  | 12-D | COND. | Something |  |  |  |  | : | 400 |  |  |  | 2.835 |  | 24.5 |  |  |  | 22 | [19 empty] | 0.25 |  |  |  | 10.5 |  |  |  | 100.1 |  | W/occ |  | 0.1 |  | 10000 | [5 empty] | occ/m2 |  |  |  | 0.347 |  |  |  | W
|  | 1 | PERIM. | [6 empty] | 3.2
1 |  | 12-D | COND. | Something |  |  |  |  | : | 400 |  |  |  | 2.835 |  | 24.5 |  |  |  | 22 | [19 empty] | 0.25 |  |  |  | 10.5 |  |  |  | 100.1 |  | W/occ |  | 0.1 |  | 10000 | [5 empty] | occ/m2 |  |  |  | 0.347 |  |  |  | W
|  | 1 | PERIM. | [6 empty] | 3.2
1 |  | 12-D | COND. | Something |  |  |  |  | : | 400 |  |  |  | 2.835 |  | 24.5 |  |  |  | 22 | [19 empty] | 0.25 |  |  |  | 10.5 |  |  |  | 100.1 |  | W/occ |  | 0.1 |  | 10000 | [5 empty] | occ/m2 |  |  |  | 0.347 |  |  |  | W
|  | 1 | PERIM. | [6 empty] | 3.2
1 |  | 12-D | COND. | Something |  |  |  |  | : | 400 |  |  |  | 2.835 |  | 24.5 |  |  |  | 22 | [19 empty] | 0.25 |  |  |  | 10.5 |  |  |  | 100.1 |  | W/occ |  | 0.1 |  | 10000 | [5 empty] | occ/m2 |  |  |  | 0.347 |  |  |  | W
|  | 1 | PERIM. | [6 empty] | 3.2
1 |  | 12-D | COND. | Something |  |  |  |  | : | 400 |  |  |  | 2.835 |  | 24.5 |  |  |  | 22 | [19 empty] | 0.25 |  |  |  | 10.5 |  |  |  | 100.1 |  | W/occ |  | 0.1 |  | 10000 | [5 empty] | occ/m2 |  |  |  | 0.347 |  |  |  | W
|  | 1 | PERIM. | [6 empty] | 3.2
1 |  | 12-D | COND. | Something |  |  |  |  | : | 400 |  |  |  | 2.835 |  | 24.5 |  |  |  | 22 | [19 empty] | 0.25 |  |  |  | 10.5 |  |  |  | 100.1 |  | W/occ |  | 0.1 |  | 10000 | [5 empty] | occ/m2 |  |  |  | 0.347 |  |  |  | W
|  | 1 | PERIM. | [6 empty] | 3.2
1 |  | 12-D | COND. | Something |  |  |  |  | : | 400 |  |  |  | 2.835 |  | 24.5 |  |  |  | 22 | [19 empty] | 0.25 |  |  |  | 10.5 |  |  |  | 100.1 |  | W/occ |  | 0.1 |  | 10000 | [5 empty] | occ/m2 |  |  |  | 0.347 |  |  |  | W
|  | 1 | PERIM. | [6 empty] | 3.2
1 |  | 12-D | COND. | Something |  |  |  |  | : | 400 |  |  |  | 2.835 |  | 24.5 |  |  |  | 22 | [19 empty] | 0.25 |  |  |  | 10.5 |  |  |  | 100.1 |  | W/occ |  | 0.1 |  | 10000 | [5 empty] | occ/m2 |  |  |  | 0.347 |  |  |  | W
|  | 1 | PERIM. | [6 empty] | 3.2
1 |  | 12-D | COND. | Something |  |  |  |  | : | 400 |  |  |  | 2.835 |  | 24.5 |  |  |  | 22 | [19 empty] | 0.25 |  |  |  | 10.5 |  |  |  | 100.1 |  | W/occ |  | 0.1 |  | 10000 | [5 empty] | occ/m2 |  |  |  | 0.347 |  |  |  | W
|  | 1 | PERIM. | [6 empty] | 3.2
1 |  | 12-D | COND. | Something |  |  |  |  | : | 400 |  |  |  | 2.835 |  | 24.5 |  |  |  | 22 | [19 empty] | 0.25 |  |  |  | 10.5 |  |  |  | 100.1 |  | W/occ |  | 0.1 |  | 10000 | [5 empty] | occ/m2 |  |  |  | 0.347 |  |  |  | W
|  | 1 | PERIM. | [6 empty] | 3.2
1 |  | 12-D | COND. | Something |  |  |  |  | : | 400 |  |  |  | 2.835 |  | 24.5 |  |  |  | 22 | [19 empty] | 0.25 |  |  |  | 10.5 |  |  |  | 100.1 |  | W/occ |  | 0.1 |  | 10000 | [5 empty] | occ/m2 |  |  |  | 0.347 |  |  |  | W
|  | 1 | PERIM. | [6 empty] | 3.2
1 |  | 12-D | COND. | Something |  |  |  |  | : | 400 |  |  |  | 2.835 |  | 24.5 |  |  |  | 22 | [19 empty] | 0.25 |  |  |  | 10.5 |  |  |  | 100.1 |  | W/occ |  | 0.1 |  | 10000 | [5 empty] | occ/m2 |  |  |  | 0.347 |  |  |  | W
|  | 1 | PERIM. | [6 empty] | 3.2
1 |  | 12-D | COND. | Something |  |  |  |  | : | 400 |  |  |  | 2.835 |  | 24.5 |  |  |  | 22 | [19 empty] | 0.25 |  |  |  | 10.5 |  |  |  | 100.1 |  | W/occ |  | 0.1 |  | 10000 | [5 empty] | occ/m2 |  |  |  | 0.347 |  |  |  | W
|  | 1 | PERIM. | [6 empty] | 3.2
1 |  | 12-D | COND. | Something |  |  |  |  | : | 400 |  |  |  | 2.835 |  | 24.5 |  |  |  | 22 | [19 empty] | 0.25 |  |  |  | 10.5 |  |  |  | 100.1 |  | W/occ |  | 0.1 |  | 10000 | [5 empty] | occ/m2 |  |  |  | 0.347 |  |  |  | W
|  | 1 | PERIM. | [6 empty] | 3.2
1 |  | 12-D | COND. | Something |  |  |  |  | : | 400 |  |  |  | 2.835 |  | 24.5 |  |  |  | 22 | [19 empty] | 0.25 |  |  |  | 10.5 |  |  |  | 100.1 |  | W/occ |  | 0.1 |  | 10000 | [5 empty] | occ/m2 |  |  |  | 0.347 |  |  |  | W
|  | 1 | PERIM. | [6 empty] | 3.2
1 |  | 12-D | COND. | Something |  |  |  |  | : | 400 |  |  |  | 2.835 |  | 24.5 |  |  |  | 22 | [19 empty] | 0.25 |  |  |  | 10.5 |  |  |  | 100.1 |  | W/occ |  | 0.1 |  | 10000 | [5 empty] | occ/m2 |  |  |  | 0.347 |  |  |  | W
|  | 1 | PERIM. | [6 empty] | 3.2
1 |  | 12-D | COND. | Something |  |  |  |  | : | 400 |  |  |  | 2.835 |  | 24.5 |  |  |  | 22 | [19 empty] | 0.25 |  |  |  | 10.5 |  |  |  | 100.1 |  | W/occ |  | 0.1 |  | 10000 | [5 empty] | occ/m2 |  |  |  | 0.347 |  |  |  | W
|  | 1 | PERIM. | [6 empty] | 3.2
1 |  | 12-D | COND. | Something |  |  |  |  | : | 400 |  |  |  | 2.835 |  | 24.5 |  |  |  | 22 | [19 empty] | 0.25 |  |  |  | 10.5 |  |  |  | 100.1 |  | W/occ |  | 0.1 |  | 10000 | [5 empty] | occ/m2 |  |  |  | 0.347 |  |  |  | W
|  | 1 | PERIM. | [6 empty] | 3.2
1 |  | 12-D | COND. | Something |  |  |  |  | : | 400 |  |  |  | 2.835 |  | 24.5 |  |  |  | 22 | [19 empty] | 0.25 |  |  |  | 10.5 |  |  |  | 100.1 |  | W/occ |  | 0.1 |  | 10000 | [5 empty] | occ/m2 |  |  |  | 0.347 |  |  |  | W
|  | 1 | PERIM. | [6 empty] | 3.2
1 |  | 12-D | COND. | Something |  |  |  |  | : | 400 |  |  |  | 2.835 |  | 24.5 |  |  |  | 22 | [19 empty] | 0.25 |  |  |  | 10.5 |  |  |  | 100.1 |  | W/occ |  | 0.1 |  | 10000 | [5 empty] | occ/m2 |  |  |  | 0.347 |  |  |  | W
|  | 1 | PERIM. | [6 empty] | 3.2
1 |  | 12-D | COND. | Something |  |  |  |  | : | 400 |  |  |  | 2.835 |  | 24.5 |  |  |  | 22 | [19 empty] | 0.25 |  |  |  | 10.5 |  |  |  | 100.1 |  | W/occ |  | 0.1 |  | 10000 | [5 empty] | occ/m2 |  |  |  | 0.347 |  |  |  | W
|  | 1 | PERIM. | [6 empty] | 3.2
1 |  | 12-D | COND. | Something |  |  |  |  | : | 400 |  |  |  | 2.835 |  | 24.5 |  |  |  | 22 | [19 empty] | 0.25 |  |  |  | 10.5 |  |  |  | 100.1 |  | W/occ |  | 0.1 |  | 10000 | [5 empty] | occ/m2 |  |  |  | 0.347 |  |  |  | W
|  | 1 | PERIM. | [6 empty] | 3.2
1 |  | 12-D | COND. | Something |  |  |  |  | : | 400 |  |  |  | 2.835 |  | 24.5 |  |  |  | 22 | [19 empty] | 0.25 |  |  |  | 10.5 |  |  |  | 100.1 |  | W/occ |  | 0.1 |  | 10000 | [5 empty] | occ/m2 |  |  |  | 0.347 |  |  |  | W
|  | 1 | PERIM. | [6 empty] | 3.2
1 |  | 12-D | COND. | Something |  |  |  |  | : | 400 |  |  |  | 2.835 |  | 24.5 |  |  |  | 22 | [19 empty] | 0.25 |  |  |  | 10.5 |  |  |  | 100.1 |  | W/occ |  | 0.1 |  | 10000 | [5 empty] | occ/m2 |  |  |  | 0.347 |  |  |  | W
|  | 1 | PERIM. | [6 empty] | 3.2
1 |  | 12-D | COND. | Something |  |  |  |  | : | 400 |  |  |  | 2.835 |  | 24.5 |  |  |  | 22 | [19 empty] | 0.25 |  |  |  | 10.5 |  |  |  | 100.1 |  | W/occ |  | 0.1 |  | 10000 | [5 empty] | occ/m2 |  |  |  | 0.347 |  |  |  | W
|  | 1 | PERIM. | [6 empty] | 3.2
1 |  | 12-D | COND. | Something |  |  |  |  | : | 400 |  |  |  | 2.835 |  | 24.5 |  |  |  | 22 | [19 empty] | 0.25 |  |  |  | 10.5 |  |  |  | 100.1 |  | W/occ |  | 0.1 |  | 10000 | [5 empty] | occ/m2 |  |  |  | 0.347 |  |  |  | W
|  | 1 | PERIM. | [6 empty] | 3.2
1 |  | 12-D | COND. | Something |  |  |  |  | : | 400 |  |  |  | 2.835 |  | 24.5 |  |  |  | 22 | [19 empty] | 0.25 |  |  |  | 10.5 |  |  |  | 100.1 |  | W/occ |  | 0.1 |  | 10000 | [5 empty] | occ/m2 |  |  |  | 0.347 |  |  |  | W
|  | 1 | PERIM. | [6 empty] | 3.2
1 |  | 12-D | COND. | Something |  |  |  |  | : | 400 |  |  |  | 2.835 |  | 24.5 |  |  |  | 22 | [19 empty] | 0.25 |  |  |  | 10.5 |  |  |  | 100.1 |  | W/occ |  | 0.1 |  | 10000 | [5 empty] | occ/m2 |  |  |  | 0.347 |  |  |  | W
|  | 1 | PERIM. | [6 empty] | 3.2
1 |  | 12-D | COND. | Something |  |  |  |  | : | 400 |  |  |  | 2.835 |  | 24.5 |  |  |  | 22 | [19 empty] | 0.25 |  |  |  | 10.5 |  |  |  | 100.1 |  | W/occ |  | 0.1 |  | 10000 | [5 empty] | occ/m2 |  |  |  | 0.347 |  |  |  | W
|  | 1 | PERIM. | [6 empty] | 3.2
1 |  | 12-D | COND. | Something |  |  |  |  | : | 400 |  |  |  | 2.835 |  | 24.5 |  |  |  | 22 | [19 empty] | 0.25 |  |  |  | 10.5 |  |  |  | 100.1 |  | W/occ |  | 0.1 |  | 10000 | [5 empty] | occ/m2 |  |  |  | 0.347 |  |  |  | W
|  | 1 | PERIM. | [6 empty] | 3.2
1 |  | 12-D | COND. | Something |  |  |  |  | : | 400 |  |  |  | 2.835 |  | 24.5 |  |  |  | 22 | [19 empty] | 0.25 |  |  |  | 10.5 |  |  |  | 100.1 |  | W/occ |  | 0.1 |  | 10000 | [5 empty] | occ/m2 |  |  |  | 0.347 |  |  |  | W
|  | 1 | PERIM. | [6 empty] | 3.2
1 |  | 12-D | COND. | Something |  |  |  |  | : | 400 |  |  |  | 2.835 |  | 24.5 |  |  |  | 22 | [19 empty] | 0.25 |  |  |  | 10.5 |  |  |  | 100.1 |  | W/occ |  | 0.1 |  | 10000 | [5 empty] | occ/m2 |  |  |  | 0.347 |  |  |  | W
|  | 1 | PERIM. | [6 empty] | 3.2
1 |  | 12-D | COND. | Something |  |  |  |  | : | 400 |  |  |  | 2.835 |  | 24.5 |  |  |  | 22 | [19 empty] | 0.25 |  |  |  | 10.5 |  |  |  | 100.1 |  | W/occ |  | 0.1 |  | 10000 | [5 empty] | occ/m2 |  |  |  | 0.347 |  |  |  | W
|  | 1 | PERIM. | [6 empty] | 3.2
1 |  | 12-D | COND. | Something |  |  |  |  | : | 400 |  |  |  | 2.835 |  | 24.5 |  |  |  | 22 | [19 empty] | 0.25 |  |  |  | 10.5 |  |  |  | 100.1 |  | W/occ |  | 0.1 |  | 10000 | [5 empty] | occ/m2 |  |  |  | 0.347 |  |  |  | W
|  | 1 | PERIM. | [6 empty] | 3.2
1 |  | 12-D | COND. | Something |  |  |  |  | : | 400 |  |  |  | 2.835 |  | 24.5 |  |  |  | 22 | [19 empty] | 0.25 |  |  |  | 10.5 |  |  |  | 100.1 |  | W/occ |  | 0.1 |  | 10000 | [5 empty] | occ/m2 |  |  |  | 0.347 |  |  |  | W
|  | 1 | PERIM. | [6 empty] | 3.2
1 |  | 12-D | COND. | Something |  |  |  |  | : | 400 |  |  |  | 2.835 |  | 24.5 |  |  |  | 22 | [19 empty] | 0.25 |  |  |  | 10.5 |  |  |  | 100.1 |  | W/occ |  | 0.1 |  | 10000 | [5 empty] | occ/m2 |  |  |  | 0.347 |  |  |  | W
|  | 1 | PERIM. | [6 empty] | 3.2
1 |  | 12-D | COND. | Something |  |  |  |  | : | 400 |  |  |  | 2.835 |  | 24.5 |  |  |  | 22 | [19 empty] | 0.25 |  |  |  | 10.5 |  |  |  | 100.1 |  | W/occ |  | 0.1 |  | 10000 | [5 empty] | occ/m2 |  |  |  | 0.347 |  |  |  | W
|  | 1 | PERIM. | [6 empty] | 3.2
1 |  | 12-D | COND. | Something |  |  |  |  | : | 400 |  |  |  | 2.835 |  | 24.5 |  |  |  | 22 | [19 empty] | 0.25 |  |  |  | 10.5 |  |  |  | 100.1 |  | W/occ |  | 0.1 |  | 10000 | [5 empty] | occ/m2 |  |  |  | 0.347 |  |  |  | W
|  | 1 | PERIM. | [6 empty] | 3.2
1 |  | 12-D | COND. | Something |  |  |  |  | : | 400 |  |  |  | 2.835 |  | 24.5 |  |  |  | 22 | [19 empty] | 0.25 |  |  |  | 10.5 |  |  |  | 100.1 |  | W/occ |  | 0.1 |  | 10000 | [5 empty] | occ/m2 |  |  |  | 0.347 |  |  |  | W
|  | 1 | PERIM. | [6 empty] | 3.2
1 |  | 12-D | COND. | Something |  |  |  |  | : | 400 |  |  |  | 2.835 |  | 24.5 |  |  |  | 22 | [19 empty] | 0.25 |  |  |  | 10.5 |  |  |  | 100.1 |  | W/occ |  | 0.1 |  | 10000 | [5 empty] | occ/m2 |  |  |  | 0.347 |  |  |  | W
|  | 1 | PERIM. | [6 empty] | 3.2
1 |  | 12-D | COND. | Something |  |  |  |  | : | 400 |  |  |  | 2.835 |  | 24.5 |  |  |  | 22 | [19 empty] | 0.25 |  |  |  | 10.5 |  |  |  | 100.1 |  | W/occ |  | 0.1 |  | 10000 | [5 empty] | occ/m2 |  |  |  | 0.347 |  |  |  | W
|  | 1 | PERIM. | [6 empty] | 3.2
1 |  | 12-D | COND. | Something |  |  |  |  | : | 400 |  |  |  | 2.835 |  | 24.5 |  |  |  | 22 | [19 empty] | 0.25 |  |  |  | 10.5 |  |  |  | 100.1 |  | W/occ |  | 0.1 |  | 10000 | [5 empty] | occ/m2 |  |  |  | 0.347 |  |  |  | W
|  | 1 | PERIM. | [6 empty] | 3.2
1 |  | 12-D | COND. | Something |  |  |  |  | : | 400 |  |  |  | 2.835 |  | 24.5 |  |  |  | 22 | [19 empty] | 0.25 |  |  |  | 10.5 |  |  |  | 100.1 |  | W/occ |  | 0.1 |  | 10000 | [5 empty] | occ/m2 |  |  |  | 0.347 |  |  |  | W
|  | 1 | PERIM. | [6 empty] | 3.2
1 |  | 12-D | COND. | Something |  |  |  |  | : | 400 |  |  |  | 2.835 |  | 24.5 |  |  |  | 22 | [19 empty] | 0.25 |  |  |  | 10.5 |  |  |  | 100.1 |  | W/occ |  | 0.1 |  | 10000 | [5 empty] | occ/m2 |  |  |  | 0.347 |  |  |  | W
|  | 1 | PERIM. | [6 empty] | 3.2

## Results
ZONE HVAC LOADS: Input Data | [5 empty] | Project Name: | [9 empty] | Zone Cooling Load | [10 empty] | Zone Heating Load
ZONE INFORMATION | [8 empty] | SIZING DERIVATION | [6 empty] | COOLING LOAD |  |  | COINCIDENT LOADS (W/m2) | [7 empty] | HEATING LOAD |  |  | COINCIDENT LOADS (W/m2)
System |  | Location |  |  | Template |  | Area/ Ceiling |  | Min Flow | Min Flow | Min O/A | Min S/A | Sens Load | Zn Exhaust | Spec'd Flow | Peak Sens Load |  | Time of Peak Load | Glass Solar | Glass Cond | Wall Cond | Lights & Task Light | Occupants | Equipment | Infiltration | Stored | Peak Sens Load |  | Time of Peak Load | Infiltration | Glass Cond | Wall Cond | Ceiling Cond. | Roof *
# | Name | Flr/Blk Zn # | Type Location | Zone Name | Group | Name | m2 m | [8 empty] | kW | W/m2 | [9 empty] | Watts | W/m2
m
[9 empty] | TB | TBD |  |  | TBD |  | X | DesLoad | #VALUE! | Peak Month/Day Time | TBD | TBD | TBD | TBD | TBD | TBD | TBD | TBD | DesLoad | #VALUE! | Peak Month/Day Time | TBD | TBD | TBD | TBD | TBD
HHA ZONE, Field 13: System# | From Systems Sheet, Lookup function | HHA ZONE , Field 1: Zone # | HHA ZONE Field 3, [Hard Return] Field 16 | HHA ZONE, Field 2: Zone Name ! Field 11 Room Name | From Template Sheet, Lookup function | HHA ZONE Field 12: Template # | HHA ZONE Field 14: Ceiling Height/1000 | HHA ZONE, Field 5, Area/1 000 000
1 |  | 12-D | COND. | Something | 67 | SUPPORT : Anaesthesia Storage | 400 | 400
|  | 1 | PERIM. |  |  |  | 3.2
1 |  | 12-D | COND. | Something | 67 | SUPPORT : Anaesthesia Storage | 3.2 | 400
|  | 2 | PERIM.
1 |  | 12-D | COND. | Something | 1 | : | 3.2 | 400
|  | 3 | PERIM.
1 |  | 12-D | COND. | Something | 2 | ADMIN : Admitting | 3.2 | 400
|  | 4 | PERIM.
1 |  | 12-D | COND. | Something | 3 | ADMIN : Conference | 3.2 | 400
|  | 5 | PERIM.
1 |  | 12-D | COND. | Something | 4 | ADMIN : Locker | 3.2 | 400
|  | 6 | PERIM.
1 |  | 12-D | COND. | Something | 5 | ADMIN : Offices | 3.2 | 400
|  | 7 | PERIM.
1 |  | 12-D | COND. | Something | 6 | ADMIN : Storage | 3.2 | 400
|  | 8 | PERIM.
1 |  | 12-D | COND. | Something | 7 | CLINICAL : Ambulatory Care Clinic Areas | 3.2 | 400
|  | 9 | PERIM.
1 |  | 12-D | COND. | Something | 8 | CLINICAL : Dialysis Unit | 3.2 | 400
|  | 10 | PERIM.
1 |  | 12-D | COND. | Something | 9 | CLINICAL : Film Processing (Chemical) | 3.2 | 400
|  | 11 | PERIM.
1 |  | 12-D | COND. | Something | 10 | CLINICAL : Film Storage | 3.2 | 400
|  | 12 | PERIM.
1 |  | 12-D | COND. | Something | 11 | CLINICAL : General | 3.2 | 400
|  | 13 | PERIM.
1 |  | 12-D | COND. | Something | 12 | CLINICAL : Janitor's Closet | 3.2 | 400
|  | 14 | PERIM.
1 |  | 12-D | COND. | Something | 13 | CLINICAL : Nuclear Medicine | 3.2 | 400
|  | 15 | PERIM.
1 |  | 12-D | COND. | Something | 14 | CLINICAL : Radiation Treatment Bunker | 3.2 | 400
|  | 16 | PERIM.
1 |  | 12-D | COND. | Something | 15 | CLINICAL : Respiratory Therapy Clinic | 3.2 | 400
|  | 17 | PERIM.
1 |  | 12-D | COND. | Something | 16 | CLINICAL : Respiratory Therapy Workroom | 3.2 | 400
|  | 18 | PERIM.
1 |  | 12-D | COND. | Something | 17 | CRITICAL-INTENSIVE : Airborne Infection Isolation | 3.2 | 400
|  | 19 | PERIM.
1 |  | 12-D | COND. | Something | 18 | CRITICAL-INTENSIVE : Airborne Precaution | 3.2 | 400
|  | 20 | PERIM.
1 |  | 12-D | COND. | Something | 19 | CRITICAL-INTENSIVE : Anteroom | 3.2 | 400
|  | 21 | PERIM.
1 |  | 12-D | COND. | Something | 20 | CRITICAL-INTENSIVE : Burn Unit | 3.2 | 400
|  | 22 | PERIM.
1 |  | 12-D | COND. | Something | 21 | CRITICAL-INTENSIVE : Coronary Care Unit | 3.2 | 400
|  | 23 | PERIM.
1 |  | 12-D | COND. | Something | 22 | CRITICAL-INTENSIVE : Critical/Intensive Care Unit | 3.2 | 400
|  | 24 | PERIM.
1 |  | 12-D | COND. | Something | 23 | CRITICAL-INTENSIVE : NICU, Level 2 Nursery | 3.2 | 400
|  | 25 | PERIM.
1 |  | 12-D | COND. | Something | 24 | CRITICAL-INTENSIVE : Protective Environment | 3.2 | 400
|  | 26 | PERIM.
1 |  | 12-D | COND. | Something | 25 | DENTAL SUITE : Clinic | 3.2 | 400
|  | 27 | PERIM.
1 |  | 12-D | COND. | Something | 26 | DENTAL SUITE : Minor Procedures | 3.2 | 400
|  | 28 | PERIM.
1 |  | 12-D | COND. | Something | 27 | EMERGENCY : Decontamination | 3.2 | 400
|  | 29 | PERIM.
1 |  | 12-D | COND. | Something | 28 | EMERGENCY : Detoxification | 3.2 | 400
|  | 30 | PERIM.
1 |  | 12-D | COND. | Something | 29 | EMERGENCY : Exam/Treatment | 3.2 | 400
|  | 31 | PERIM.
1 |  | 12-D | COND. | Something | 30 | EMERGENCY : Fracture/Cast | 3.2 | 400
|  | 32 | PERIM.
1 |  | 12-D | COND. | Something | 31 | EMERGENCY : General | 3.2 | 400
|  | 33 | PERIM.
1 |  | 12-D | COND. | Something | 32 | EMERGENCY : Resuscitation or Major Assessments | 3.2 | 400
|  | 34 | PERIM.
1 |  | 12-D | COND. | Something | 33 | EMERGENCY : Trauma Room/Life Support | 3.2 | 400
|  | 35 | PERIM.
1 |  | 12-D | COND. | Something | 34 | EXAMINATION/TREATMENT : Examination/Treatment | 3.2 | 400
|  | 36 | PERIM.
1 |  | 12-D | COND. | Something | 35 | GENERAL : Clean Utility | 3.2 | 400
|  | 37 | PERIM.
1 |  | 12-D | COND. | Something | 36 | GENERAL : Corridors | 3.2 | 400
|  | 38 | PERIM.
1 |  | 12-D | COND. | Something | 37 | GENERAL : Dining | 3.2 | 400
|  | 39 | PERIM.
1 |  | 12-D | COND. | Something | 38 | GENERAL : Medication Room | 3.2 | 400
|  | 40 | PERIM.
1 |  | 12-D | COND. | Something | 39 | GENERAL : Soiled Utility | 3.2 | 400
|  | 41 | PERIM.
1 |  | 12-D | COND. | Something | 40 | LABORATORY : Animal Research and Lab:Holdings | 3.2 | 400
|  | 42 | PERIM.
1 |  | 12-D | COND. | Something | 41 | LABORATORY : Animal Research and Lab:Surgery | 3.2 | 400
|  | 43 | PERIM.
1 |  | 12-D | COND. | Something | 42 | LABORATORY : Media Preparation/Tissue Culture | 3.2 | 400
|  | 44 | PERIM.
1 |  | 12-D | COND. | Something | 43 | MATERNAL NEWBORN : Caesarean Delivery | 3.2 | 400
|  | 45 | PERIM.
1 |  | 12-D | COND. | Something | 44 | MATERNAL NEWBORN : Labour and Birthing | 3.2 | 400
|  | 46 | PERIM.
1 |  | 12-D | COND. | Something | 45 | MATERNAL NEWBORN : Nurseries | 3.2 | 400
|  | 47 | PERIM.
1 |  | 12-D | COND. | Something | 46 | MORGUE : Autopsy/morgue | 3.2 | 400
|  | 48 | PERIM.
1 |  | 12-D | COND. | Something | 47 | MORGUE : Morgue | 3.2 | 400
|  | 49 | PERIM.
1 |  | 12-D | COND. | Something | 48 | PATIENT CARE : Hydrotherapy Tub | 3.2 | 400
|  | 50 | PERIM.
1 |  | 12-D | COND. | Something | 49 | PATIENT CARE : Occupational Therapy | 3.2 | 400
|  | 51 | PERIM.
1 |  | 12-D | COND. | Something | 50 | PATIENT CARE : Patient Rm Class A Facility | 3.2 | 400
|  | 52 | PERIM.
1 |  | 12-D | COND. | Something | 51 | PATIENT CARE : Patient Rm Class B Facility | 3.2 | 400
|  | 53 | PERIM.
1 |  | 12-D | COND. | Something | 52 | PATIENT CARE : Patient Waitings | 3.2 | 400
|  | 54 | PERIM.
1 |  | 12-D | COND. | Something | 53 | PATIENT CARE : Patient Washrooms/Toilets | 3.2 | 400
|  | 55 | PERIM.
1 |  | 12-D | COND. | Something | 54 | PATIENT CARE : Physiotherapy | 3.2 | 400
|  | 56 | PERIM.
1 |  | 12-D | COND. | Something | 55 | PATIENT CARE : Physiotherapy Pool | 3.2 | 400
|  | 57 | PERIM.
1 |  | 12-D | COND. | Something | 56 | PROCEDURE : Angio & Special Control | 3.2 | 400
|  | 58 | PERIM.
1 |  | 12-D | COND. | Something | 57 | PROCEDURE : Angio & Special Equipment | 3.2 | 400
|  | 59 | PERIM.
1 |  | 12-D | COND. | Something | 58 | PROCEDURE : Angio & Special procedure | 3.2 | 400
|  | 60 | PERIM.
1 |  | 12-D | COND. | Something | 59 | PROCEDURE : Cardiac catheterization Control | 3.2 | 400
|  | 61 | PERIM.
1 |  | 12-D | COND. | Something | 60 | PROCEDURE : Cardiac catheterization Equipment | 3.2 | 400
|  | 62 | PERIM.
1 |  | 12-D | COND. | Something | 61 | PROCEDURE : Cardiac Catheterization Procedure | 3.2 | 400
|  | 63 | PERIM.
1 |  | 12-D | COND. | Something | 62 | STERILE PROCESSING : Decontamination/Soiled | 3.2 | 400
|  | 64 | PERIM.
1 |  | 12-D | COND. | Something | 63 | STERILE PROCESSING : Ethylene Oxide Sterilizer | 3.2 | 400
|  | 65 | PERIM.
1 |  | 12-D | COND. | Something | 64 | STERILE PROCESSING : Prep. and Pack/Clean Workroom | 3.2 | 400
|  | 66 | PERIM.
1 |  | 12-D | COND. | Something | 65 | STERILE PROCESSING : Scope Reprocessing | 3.2 | 400
|  | 67 | PERIM.
1 |  | 12-D | COND. | Something | 66 | STERILE PROCESSING : Sterile Storage | 3.2 | 400
|  | 68 | PERIM.
1 |  | 12-D | COND. | Something | 67 | SUPPORT : Anaesthesia Storage | 3.2 | 400
|  | 69 | PERIM.
1 |  | 12-D | COND. | Something | 68 | SUPPORT : Anaesthetic Equipment Workroom | 3.2 | 400
|  | 70 | PERIM.
1 |  | 12-D | COND. | Something | 69 | SUPPORT : Biomedical Waste Storage and Processing | 3.2 | 400
|  | 71 | PERIM.
1 |  | 12-D | COND. | Something | 70 | SUPPORT : Boiler | 3.2 | 400
|  | 72 | PERIM.
1 |  | 12-D | COND. | Something | 71 | SUPPORT : Chiller | 3.2 | 400
|  | 73 | PERIM.
1 |  | 12-D | COND. | Something | 72 | SUPPORT : Clean Linen Folding | 3.2 | 400
|  | 74 | PERIM.
1 |  | 12-D | COND. | Something | 73 | SUPPORT : Clean Linen Storage | 3.2 | 400
|  | 75 | PERIM.
1 |  | 12-D | COND. | Something | 74 | SUPPORT : Dishwashing | 3.2 | 400
|  | 76 | PERIM.
1 |  | 12-D | COND. | Something | 75 | SUPPORT : Domestic Water Service | 3.2 | 400
|  | 77 | PERIM.
1 |  | 12-D | COND. | Something | 76 | SUPPORT : Fan | 3.2 | 400
|  | 78 | PERIM.
1 |  | 12-D | COND. | Something | 77 | SUPPORT : Housekeeping | 3.2 | 400
|  | 79 | PERIM.
1 |  | 12-D | COND. | Something | 78 | SUPPORT : Kitchen | 3.2 | 400
|  | 80 | PERIM.
1 |  | 12-D | COND. | Something | 79 | SUPPORT : Laundry (Domestic) | 3.2 | 400
|  | 81 | PERIM.
1 |  | 12-D | COND. | Something | 80 | SUPPORT : Laundry (Institutional) | 3.2 | 400
|  | 82 | PERIM.
1 |  | 12-D | COND. | Something | 81 | SUPPORT : Misc. | 3.2 | 400
|  | 83 | PERIM.
1 |  | 12-D | COND. | Something | 82 | SUPPORT : Non-refrigerated Garbage | 3.2 | 400
|  | 84 | PERIM.
1 |  | 12-D | COND. | Something | 83 | SUPPORT : Nursing Stations (Without Equipment) | 3.2 | 400
|  | 85 | PERIM.
1 |  | 12-D | COND. | Something | 84 | SUPPORT : Pharmacy | 3.2 | 400
|  | 86 | PERIM.
1 |  | 12-D | COND. | Something | 85 | SUPPORT : Pump | 3.2 | 400
|  | 87 | PERIM.
1 |  | 12-D | COND. | Something | 86 | SUPPORT : Soiled Linen | 3.2 | 400
|  | 88 | PERIM.
1 |  | 12-D | COND. | Something | 87 | SUPPORT : Workshops | 3.2 | 400
|  | 89 | PERIM.
1 |  | 12-D | COND. | Something | 88 | SURGERY : Clean Corridor | 3.2 | 400
|  | 90 | PERIM.
1 |  | 12-D | COND. | Something | 89 | SURGERY : Day Surgery (Stage 2 Recovery) | 3.2 | 400
|  | 91 | PERIM.
1 |  | 12-D | COND. | Something | 90 | SURGERY : Minor Bronchoscopy | 3.2 | 400
|  | 92 | PERIM.
1 |  | 12-D | COND. | Something | 91 | SURGERY : Minor Cystoscopy | 3.2 | 400
|  | 93 | PERIM.
1 |  | 12-D | COND. | Something | 92 | SURGERY : Minor Endoscopy | 3.2 | 400
|  | 94 | PERIM.
1 |  | 12-D | COND. | Something | 93 | SURGERY : Minor Surgery | 3.2 | 400
|  | 95 | PERIM.
1 |  | 12-D | COND. | Something | 94 | SURGERY : Operating Room | 3.2 | 400
|  | 96 | PERIM.
1 |  | 12-D | COND. | Something | 95 | SURGERY : Pre-operation Holding | 3.2 | 400
|  | 97 | PERIM.
1 |  | 12-D | COND. | Something | 96 | SURGERY : Preparation/Induction | 3.2 | 400
|  | 98 | PERIM.
1 |  | 12-D | COND. | Something | 97 | SURGERY : Recovery/PACU | 3.2 | 400
|  | 99 | PERIM.
1 |  | 12-D | COND. | Something | 98 | SURGERY : Scrub Room | 3.2 | 400
|  | 100 | PERIM.
1 |  | 12-D | COND. | Something | 99 | SURGERY : Sterile Core | 3.2 | 400
|  | 101 | PERIM.
1 |  | 12-D | COND. | Something | 100 | SURGERY : Sterilizer Equipment | 3.2 | 400
|  | 102 | PERIM.
1 |  | 12-D | COND. | Something | 5 | ADMIN : Offices | 3.2 | 400
|  | 103 | PERIM.
1 |  | 12-D | COND. | Something | 6 | ADMIN : Storage | 3.2 | 400
|  | 104 | PERIM.
1 |  | 12-D | COND. | Something | 7 | CLINICAL : Ambulatory Care Clinic Areas | 3.2 | 400
|  | 105 | PERIM.
1 |  | 12-D | COND. | Something | 8 | CLINICAL : Dialysis Unit | 3.2 | 400
|  | 106 | PERIM.
1 |  | 12-D | COND. | Something | 9 | CLINICAL : Film Processing (Chemical) | 3.2 | 400
|  | 107 | PERIM.
1 |  | 12-D | COND. | Something | 10 | CLINICAL : Film Storage | 3.2 | 400
|  | 108 | PERIM.
1 |  | 12-D | COND. | Something | 11 | CLINICAL : General | 3.2 | 400
|  | 109 | PERIM.
1 |  | 12-D | COND. | Something | 12 | CLINICAL : Janitor's Closet | 3.2 | 400
|  | 110 | PERIM.
1 |  | 12-D | COND. | Something | 13 | CLINICAL : Nuclear Medicine | 3.2 | 400
|  | 111 | PERIM.
1 |  | 12-D | COND. | Something | 14 | CLINICAL : Radiation Treatment Bunker | 3.2 | 400
|  | 112 | PERIM.
1 |  | 12-D | COND. | Something | 15 | CLINICAL : Respiratory Therapy Clinic | 3.2 | 400
|  | 113 | PERIM.
1 |  | 12-D | COND. | Something | 16 | CLINICAL : Respiratory Therapy Workroom | 3.2 | 400
|  | 114 | PERIM.
1 |  | 12-D | COND. | Something | 17 | CRITICAL-INTENSIVE : Airborne Infection Isolation | 3.2 | 400
|  | 115 | PERIM.
1 |  | 12-D | COND. | Something | 18 | CRITICAL-INTENSIVE : Airborne Precaution | 3.2 | 400
|  | 116 | PERIM.
1 |  | 12-D | COND. | Something | 19 | CRITICAL-INTENSIVE : Anteroom | 3.2 | 400
|  | 117 | PERIM.
1 |  | 12-D | COND. | Something | 20 | CRITICAL-INTENSIVE : Burn Unit | 3.2 | 400
|  | 118 | PERIM.
1 |  | 12-D | COND. | Something | 21 | CRITICAL-INTENSIVE : Coronary Care Unit | 3.2 | 400
|  | 119 | PERIM.
1 |  | 12-D | COND. | Something | 22 | CRITICAL-INTENSIVE : Critical/Intensive Care Unit | 3.2 | 400
|  | 120 | PERIM.
1 |  | 12-D | COND. | Something | 23 | CRITICAL-INTENSIVE : NICU, Level 2 Nursery | 3.2 | 400
|  | 121 | PERIM.
1 |  | 12-D | COND. | Something | 24 | CRITICAL-INTENSIVE : Protective Environment | 3.2 | 400
|  | 122 | PERIM.
1 |  | 12-D | COND. | Something | 25 | DENTAL SUITE : Clinic | 3.2 | 400
|  | 123 | PERIM.
1 |  | 12-D | COND. | Something | 26 | DENTAL SUITE : Minor Procedures | 3.2 | 400
|  | 124 | PERIM.
1 |  | 12-D | COND. | Something | 27 | EMERGENCY : Decontamination | 3.2 | 400
|  | 125 | PERIM.
1 |  | 12-D | COND. | Something | 28 | EMERGENCY : Detoxification | 3.2 | 400
|  | 126 | PERIM.
1 |  | 12-D | COND. | Something | 29 | EMERGENCY : Exam/Treatment | 3.2 | 400
|  | 127 | PERIM.
1 |  | 12-D | COND. | Something | 30 | EMERGENCY : Fracture/Cast | 3.2 | 400
|  | 128 | PERIM.
1 |  | 12-D | COND. | Something | 31 | EMERGENCY : General | 3.2 | 400
|  | 129 | PERIM.
1 |  | 12-D | COND. | Something | 32 | EMERGENCY : Resuscitation or Major Assessments | 3.2 | 400
|  | 130 | PERIM.
1 |  | 12-D | COND. | Something | 33 | EMERGENCY : Trauma Room/Life Support | 3.2 | 400
|  | 131 | PERIM.
1 |  | 12-D | COND. | Something | 34 | EXAMINATION/TREATMENT : Examination/Treatment | 3.2 | 400
|  | 132 | PERIM.
1 |  | 12-D | COND. | Something | 35 | GENERAL : Clean Utility | 3.2 | 400
|  | 133 | PERIM.
1 |  | 12-D | COND. | Something | 36 | GENERAL : Corridors | 3.2 | 400
|  | 134 | PERIM.
1 |  | 12-D | COND. | Something | 37 | GENERAL : Dining | 3.2 | 400
|  | 135 | PERIM.
1 |  | 12-D | COND. | Something | 38 | GENERAL : Medication Room | 3.2 | 400
|  | 136 | PERIM.
1 |  | 12-D | COND. | Something | 39 | GENERAL : Soiled Utility | 3.2 | 400
|  | 137 | PERIM.
1 |  | 12-D | COND. | Something | 40 | LABORATORY : Animal Research and Lab:Holdings | 3.2 | 400
|  | 138 | PERIM.
1 |  | 12-D | COND. | Something | 41 | LABORATORY : Animal Research and Lab:Surgery | 3.2 | 400
|  | 139 | PERIM.
1 |  | 12-D | COND. | Something | 42 | LABORATORY : Media Preparation/Tissue Culture | 3.2 | 400
|  | 140 | PERIM.
1 |  | 12-D | COND. | Something | 43 | MATERNAL NEWBORN : Caesarean Delivery | 3.2 | 400
|  | 141 | PERIM.
1 |  | 12-D | COND. | Something | 44 | MATERNAL NEWBORN : Labour and Birthing | 3.2 | 400
|  | 142 | PERIM.
1 |  | 12-D | COND. | Something | 45 | MATERNAL NEWBORN : Nurseries | 3.2 | 400
|  | 143 | PERIM.
1 |  | 12-D | COND. | Something | 46 | MORGUE : Autopsy/morgue | 3.2 | 400
|  | 144 | PERIM.
1 |  | 12-D | COND. | Something | 47 | MORGUE : Morgue | 3.2 | 400
|  | 145 | PERIM.
1 |  | 12-D | COND. | Something | 48 | PATIENT CARE : Hydrotherapy Tub | 3.2 | 400
|  | 146 | PERIM.
1 |  | 12-D | COND. | Something | 49 | PATIENT CARE : Occupational Therapy | 3.2 | 400
|  | 147 | PERIM.
1 |  | 12-D | COND. | Something | 50 | PATIENT CARE : Patient Rm Class A Facility | 3.2 | 400
|  | 148 | PERIM.
1 |  | 12-D | COND. | Something | 51 | PATIENT CARE : Patient Rm Class B Facility | 3.2 | 400
|  | 149 | PERIM.
1 |  | 12-D | COND. | Something | 52 | PATIENT CARE : Patient Waitings | 3.2 | 400
|  | 150 | PERIM.
1 |  | 12-D | COND. | Something | 53 | PATIENT CARE : Patient Washrooms/Toilets | 3.2 | 400
|  | 151 | PERIM.
1 |  | 12-D | COND. | Something | 54 | PATIENT CARE : Physiotherapy | 3.2 | 400
|  | 152 | PERIM.
1 |  | 12-D | COND. | Something | 55 | PATIENT CARE : Physiotherapy Pool | 3.2 | 400
|  | 153 | PERIM.
1 |  | 12-D | COND. | Something | 56 | PROCEDURE : Angio & Special Control | 3.2 | 400
|  | 154 | PERIM.
1 |  | 12-D | COND. | Something | 57 | PROCEDURE : Angio & Special Equipment | 3.2 | 400
|  | 155 | PERIM.
1 |  | 12-D | COND. | Something | 58 | PROCEDURE : Angio & Special procedure | 3.2 | 400
|  | 156 | PERIM.
1 |  | 12-D | COND. | Something | 59 | PROCEDURE : Cardiac catheterization Control | 3.2 | 400
|  | 157 | PERIM.
1 |  | 12-D | COND. | Something | 60 | PROCEDURE : Cardiac catheterization Equipment | 3.2 | 400
|  | 158 | PERIM.
1 |  | 12-D | COND. | Something | 61 | PROCEDURE : Cardiac Catheterization Procedure | 3.2 | 400
|  | 159 | PERIM.
1 |  | 12-D | COND. | Something | 62 | STERILE PROCESSING : Decontamination/Soiled | 3.2 | 400
|  | 160 | PERIM.
1 |  | 12-D | COND. | Something | 63 | STERILE PROCESSING : Ethylene Oxide Sterilizer | 3.2 | 400
|  | 161 | PERIM.
1 |  | 12-D | COND. | Something | 64 | STERILE PROCESSING : Prep. and Pack/Clean Workroom | 3.2 | 400
|  | 162 | PERIM.
1 |  | 12-D | COND. | Something | 65 | STERILE PROCESSING : Scope Reprocessing | 3.2 | 400
|  | 163 | PERIM.
1 |  | 12-D | COND. | Something | 66 | STERILE PROCESSING : Sterile Storage | 3.2 | 400
|  | 164 | PERIM.
1 |  | 12-D | COND. | Something | 67 | SUPPORT : Anaesthesia Storage | 3.2 | 400
|  | 165 | PERIM.
1 |  | 12-D | COND. | Something | 68 | SUPPORT : Anaesthetic Equipment Workroom | 3.2 | 400
|  | 166 | PERIM.
1 |  | 12-D | COND. | Something | 69 | SUPPORT : Biomedical Waste Storage and Processing | 3.2 | 400
|  | 167 | PERIM.
1 |  | 12-D | COND. | Something | 70 | SUPPORT : Boiler | 3.2 | 400
|  | 168 | PERIM.
1 |  | 12-D | COND. | Something | 71 | SUPPORT : Chiller | 3.2 | 400
|  | 169 | PERIM.
1 |  | 12-D | COND. | Something | 72 | SUPPORT : Clean Linen Folding | 3.2 | 400
|  | 170 | PERIM.
1 |  | 12-D | COND. | Something | 73 | SUPPORT : Clean Linen Storage | 3.2 | 400
|  | 171 | PERIM.
1 |  | 12-D | COND. | Something | 74 | SUPPORT : Dishwashing | 3.2 | 400
|  | 172 | PERIM.
1 |  | 12-D | COND. | Something | 75 | SUPPORT : Domestic Water Service | 3.2 | 400
|  | 173 | PERIM.
1 |  | 12-D | COND. | Something | 76 | SUPPORT : Fan | 3.2 | 400
|  | 174 | PERIM.
1 |  | 12-D | COND. | Something | 77 | SUPPORT : Housekeeping | 3.2 | 400
|  | 175 | PERIM.
1 |  | 12-D | COND. | Something | 78 | SUPPORT : Kitchen | 3.2 | 400
|  | 176 | PERIM.
1 |  | 12-D | COND. | Something | 79 | SUPPORT : Laundry (Domestic) | 3.2 | 400
|  | 177 | PERIM.
1 |  | 12-D | COND. | Something | 80 | SUPPORT : Laundry (Institutional) | 3.2 | 400
|  | 178 | PERIM.
1 |  | 12-D | COND. | Something | 81 | SUPPORT : Misc. | 3.2 | 400
|  | 179 | PERIM.
1 |  | 12-D | COND. | Something | 82 | SUPPORT : Non-refrigerated Garbage | 3.2 | 400
|  | 180 | PERIM.
1 |  | 12-D | COND. | Something | 83 | SUPPORT : Nursing Stations (Without Equipment) | 3.2 | 400
|  | 181 | PERIM.
1 |  | 12-D | COND. | Something | 84 | SUPPORT : Pharmacy | 3.2 | 400
|  | 182 | PERIM.
1 |  | 12-D | COND. | Something | 85 | SUPPORT : Pump | 3.2 | 400
|  | 183 | PERIM.
1 |  | 12-D | COND. | Something | 86 | SUPPORT : Soiled Linen | 3.2 | 400
|  | 184 | PERIM.
1 |  | 12-D | COND. | Something | 87 | SUPPORT : Workshops | 3.2 | 400
|  | 185 | PERIM.
1 |  | 12-D | COND. | Something | 88 | SURGERY : Clean Corridor | 3.2 | 400
|  | 186 | PERIM.
1 |  | 12-D | COND. | Something | 89 | SURGERY : Day Surgery (Stage 2 Recovery) | 3.2 | 400
|  | 187 | PERIM.
1 |  | 12-D | COND. | Something | 90 | SURGERY : Minor Bronchoscopy | 3.2 | 400
|  | 188 | PERIM.
1 |  | 12-D | COND. | Something | 91 | SURGERY : Minor Cystoscopy | 3.2 | 400
|  | 189 | PERIM.
1 |  | 12-D | COND. | Something | 92 | SURGERY : Minor Endoscopy | 3.2 | 400
|  | 190 | PERIM.
1 |  | 12-D | COND. | Something | 93 | SURGERY : Minor Surgery | 3.2 | 400
|  | 191 | PERIM.
1 |  | 12-D | COND. | Something | 94 | SURGERY : Operating Room | 3.2 | 400
|  | 192 | PERIM.
1 |  | 12-D | COND. | Something | 95 | SURGERY : Pre-operation Holding | 3.2 | 400
|  | 193 | PERIM.
1 |  | 12-D | COND. | Something | 96 | SURGERY : Preparation/Induction | 3.2 | 400
|  | 194 | PERIM.
1 |  | 12-D | COND. | Something | 97 | SURGERY : Recovery/PACU | 3.2 | 400
|  | 195 | PERIM.
1 |  | 12-D | COND. | Something | 98 | SURGERY : Scrub Room | 3.2 | 400
|  | 196 | PERIM.
1 |  | 12-D | COND. | Something | 99 | SURGERY : Sterile Core | 3.2 | 400
|  | 197 | PERIM.
1 |  | 12-D | COND. | Something | 100 | SURGERY : Sterilizer Equipment | 3.2 | 400
|  | 198 | PERIM.
1 |  | 12-D | COND. | Something | 101 | SURGERY : Substerilization | 3.2 | 400
|  | 199 | PERIM.
1 |  | 12-D | COND. | Something | 102 | #N/A | 3.2 | 400
|  | 200 | PERIM.

## DATABASE
OUTPUT FILE OBJECTS
From file Project.eio
Object: Fields | ! <Zone Sizing Information> | Zone Name | Load Type | DesLoad {W} | Calc Des Air Flow Rate {m3/s} | UserDes Air Flow Rate {m3/s} | Design Day Name | Date/Time of Peak | Temperature at Peak {C} | Humidity Ratio at Peak {kgWater/kgAir} | Floor Area {m2} | # Occupants | Calc Outdoor Air Flow Rate {m3/s}
Example | Zone Sizing Information | BASEMENT | Cooling | 54677.95636 | 3.34981 | 4.01977 | CHICAGO ANN CLG .4% CONDNS WB=>MDB | 7/21 18:00:00 | 28.63200 | 1.87829E-002 | 3739.34736 | 100.58850 | 1.00589
Example | Zone Sizing Information | BASEMENT | Heating | 807.46221 | 1.87897E-002 | 1.00589 | CHICAGO ANN HTG 99.6% CONDNS DB | 1/21 07:15:00 | -20.60000 | 6.12575E-004 | 3739.34736 | 100.58850 | 1.00589
DATABASE TABLES
TABLE NAME AND FIELDS: | RESULTS - ZONE COOLING LOAD: | Zone # | DesLoad | DsnAirFlowRate | UserAirFlowRate | DsnDayName | Peak Month/Day Time | FloorArea | OA-Flow
DATA SOURCE:Project.eio | Zone Sizing Information with 'Load Type' = Cooling | Zone Name | DesLoad {W} | Calc Des Air Flow Rate {m3/s} | UserDes Air Flow Rate {m3/s} | Design Day Name | 7/21 18:00:00 | 3739.34736 | 1.00589
TABLE NAME AND FIELDS: | RESULTS - ZONE HEATING LOAD: | Zone # | DesLoad | DsnAirFlowRate | UserAirFlowRate | DsnDayName | Peak Month/Day Time | FloorArea | OA-Flow
DATA SOURCE:Project.eio | with 'Load Type' = Heating | Zone Name | DesLoad {W} | Calc Des Air Flow Rate {m3/s} | UserDes Air Flow Rate {m3/s} | Design Day Name | 7/21 18:00:00 | 3739.34736 | 1.00589
Note: Not all load simulations will have both a "Zone Sizing Information" with Cooling and another with Heating for each zone.

## $Data1
ZONE HVAC LOADS: Input Data Summary | [6 empty] | Project Name: | [5 empty] | 0 | [15 empty] | 0
Zone Information | [9 empty] | Temperature - Humidity - Airflow | [18 empty] | Internal Loads
System |  | Location |  |  |  | Template | [10 empty] | Min O/A |  |  | Min S/A |  |  |  | Infiltration |  |  |  |  | Lights |  |  | Task Lgt |  | Occupancy |  |  |  | Equip
# | Name | Zn | Fl | Type | Zone Name | # | Template Name | Ceiling | Area |  |  | Max. Ceiling | Design Temperature & Humidity Cooling Heating |  |  |  | Min | RP | RA | Min Flow |  | Exh Flow |  | Cooling Design |  | Heating Design |  |  | Pwr | Unit | % RA | Pwr | Unit | Occ | Unit | Met | SHR | Pwr | Unit | SHR
[8 empty] | m | m2 |  |  | m | oC | % RH | oC | % RH | AC/h | L/s occ | L/s/ m2 | L/s/ m2 | AC/h | L/s | AC/h | AC/h | L/s/m2 wall | AC/h | L/s/m2 wall | [8 empty] | W/ occ
HHA ZONE, Field 13: System# | From Systems Sheet, Lookup function | HHA ZONE , Field 1: Zone # | HHA ZONE, Field 10: Floor # | HHA ZONE Field 3, [Hard Return] Field 16 | HHA ZONE, Field 2: Zone Name ! Field 11 Room Name | From Template Sheet, Lookup function | HHA ZONE Field 12: Template # | HHA ZONE Field 14: Ceiling Height/1000 | HHA ZONE, Field 5, Area/1 000 000 | [20 empty] | W/Occ |  |  | W/Occ |  | m2/occ |  |  |  | W/Occ
HHA ZONE, Field 13: System# | #N/A | HHA ZONE , Field 1: Zone # | HHA ZONE Field 3, [Hard Return] Field 16 | HHA ZONE, Field 2: Zone Name ! Field 11 Room Name | From Template Sheet, Lookup function |  |  | HHA ZONE Field 12: Template # | [5 empty] | 3.2 | 3.1 |  | 5 | [23 empty] | 9 | 9 | 10 | 1 | 3 | A | B | C | D | E | F | G | H | I | J | K | L | P | Q | R | S | T | U | V | W | X | Y | Z | AA | AB | AC | AD | AE | AF | AG | AH | AI | AJ | AK | AL | AM | AN | AO | AP | AQ | AR
| #N/A | 1 | PERIM. | [7 empty] | #REF! |  | Templ: | 2.734 | - | 24 | - | 60 | - | 22 | - | 30 | - | 2 | - |  | - |  | - |  | - |  | - | 6 | - |  | - |  | - | 0.25 | 10 | 11 | 12 | 2 | 5
| #N/A | 2 | PERIM. | [7 empty] | #REF! |  |  | 2.797 |  | 24 |  | 60 |  | 22 |  | 30 |  | 2 | [9 empty] | 6 | [5 empty] | 0.25 | 11 | 13 | 14 | 3 | 7
| #N/A | 1 | PERIM. | [7 empty] | #REF! |  |  | 2.789 |  | 22 |  | 60 |  | 18 |  | 30 |  | 5 | [9 empty] | 20 | [5 empty] | 0.25 | 12 | 15 | 16 | 4 | 9
| #N/A | 1 | PERIM. | [7 empty] | #REF! |  |  | 2.73 |  | 24 |  | 60 |  | 22 |  | 30 |  | 4 | [9 empty] | 12 | [5 empty] | 0.25 | 13 | 17 | 18 | 5 | 11
| #N/A | 1 | PERIM. | [7 empty] | #REF! |  |  | 2.728 |  | 24 |  | 60 |  | 22 |  | 30 |  | 4 | [9 empty] | 12 | [5 empty] | 0.25 | 14 | 19 | 20 | 6 | 13
| #N/A | 1 | PERIM. | [7 empty] | #REF! |  |  | 2.726 |  | 24 |  | 60 |  | 22 |  | 30 |  | 0 | [9 empty] | 15 | [5 empty] | 0.25 | 15 | 21 | 22 | 7 | 15
| #N/A | 1 | PERIM. | [7 empty] | #REF! |  |  | 2.728 |  | 24 |  | 60 |  | 22 |  | 30 |  | 4 | [9 empty] | 12 | [5 empty] | 0.25 | 16 | 23 | 24 | 8 | 17
| #N/A | 1 | PERIM. | [7 empty] | #REF! |  |  | 2.73 |  | 24 |  | 60 |  | 22 |  | 30 |  | 4 | [9 empty] | 12 | [5 empty] | 0.25 | 17 | 25 | 26 | 9 | 19
| #N/A | 1 | PERIM. | [7 empty] | #REF! |  |  | 2.732 |  | 24 |  | 60 |  | 22 |  | 30 |  | 5 | [9 empty] | 15 | [5 empty] | 0.25 | 18 | 27 | 28 | 10 | 21
| #N/A | 1 | PERIM. | [7 empty] | #REF! |  | 44 | 2.738 |  | 24.5 |  |  |  | 22 |  |  |  | 0 | [9 empty] | 10 | [5 empty] | 0.25 | 19 | 29 | 30 | 11 | 23
| #N/A | 1 | PERIM. | [7 empty] | #REF! |  |  | 2.734 |  | 24 |  | 60 |  | 22 |  | 30 |  | 2 | [9 empty] | 6 | [5 empty] | 0.25 | 20 | 31 | 32 | 12 | 25
| #N/A | 1 | PERIM. | [7 empty] | #REF! |  |  | 2.737 |  | 24 |  | 60 |  | 22 |  | 30 |  | 2 | [9 empty] | 6 | [5 empty] | 0.25 | 21 | 33 | 34 | 13 | 27
| #N/A | 1 | PERIM. | [7 empty] | #REF! |  |  | 2.735 |  | 24 |  | 60 |  | 20 |  | 30 |  | 1 | [9 empty] | 3 | [5 empty] | 0.25 | 22 | 35 | 36 | 14 | 29
| #N/A | 1 | PERIM. | [7 empty] | #REF! |  |  | 2.748 |  | 24 |  | 60 |  | 20 |  | 30 |  | 2 | [9 empty] | 6 | [5 empty] | 0.25 | 23 | 37 | 38 | 15 | 31
| #N/A | 1 | PERIM. | [7 empty] | #REF! |  |  | 2.753 |  | 24 |  | 60 |  | 22 |  | 30 |  | 0 | [9 empty] | 9 | [5 empty] | 0.25 | 24 | 39 | 40 | 16 | 33
| #N/A | 1 | PERIM. | [7 empty] | #REF! |  |  | 2.754 |  | 27 |  | 0 |  | 24 |  | 0 |  | 0 | [9 empty] | 9 | [5 empty] | 0.25 | 25 | 41 | 42 | 17 | 35
| #N/A | 1 | PERIM. | [7 empty] | #REF! |  |  | 2.749 |  | 24 |  | 60 |  | 22 |  | 30 |  | 2 | [9 empty] | 6 | [5 empty] | 0.25 | 26 | 43 | 44 | 18 | 37
| #N/A | 1 | PERIM. | [7 empty] | #REF! |  |  | 2.75 |  | 24 |  | 60 |  | 22 |  | 30 |  | 2 | [9 empty] | 4 | [5 empty] | 0.25 | 27 | 45 | 46 | 19 | 39
| #N/A | 1 | PERIM. | [7 empty] | #REF! |  |  | 2.786 |  | 24.5 |  |  |  | 22 |  |  |  | 0 | [9 empty] | 3 | [5 empty] | 0.25 | 28 | 47 | 48 | 20 | 41
| #N/A | 1 | PERIM. | [7 empty] | #REF! |  |  | 2.766 |  | 24 |  | 60 |  | 20 |  | 30 |  | 0 | [9 empty] | 8 | [5 empty] | 0.25 | 29 | 49 | 50 | 21 | 43
| #N/A | 1 | PERIM. | [7 empty] | #REF! |  |  | 2.776 |  | 24.5 |  |  |  | 22 |  |  |  | 0 | [9 empty] | 3 | [5 empty] | 0.25 | 30 | 51 | 52 | 22 | 45
| #N/A | 1 | PERIM. | [7 empty] | #REF! |  |  | 2.777 |  | 24 |  | 60 |  | 20 |  | 30 |  | 2 | [9 empty] | 10 | [5 empty] | 0.25 | 31 | 53 | 54 | 23 | 47
| #N/A | 1 | PERIM. | [7 empty] | #REF! |  |  | 2.76 |  | 24 |  | 60 |  | 20 |  | 30 |  | 6 | [9 empty] | 20 | [5 empty] | 0.25 | 32 | 55 | 56 | 24 | 49
| #N/A | 1 | PERIM. | [7 empty] | #REF! |  |  | 2.76 |  | 24 |  | 60 |  | 20 |  | 30 |  | 6 | [9 empty] | 20 | [5 empty] | 0.25 | 33 | 57 | 58 | 25 | 51 | AJ: 2.748; AK: 0.347; AL: 1.86; AM: W; AN: 0
| #N/A | 1 | PERIM. | [7 empty] | #REF! |  |  | 2.759 |  | 24 |  | 60 |  | 20 |  | 30 |  | 6 | [9 empty] | 20 | [5 empty] | 0.25 | 34 | 59 | 60 | 26 | 53 | AJ: 2.753; AK: 0.347; AL: 2; AM: W; AN: 0
| #N/A | 1 | PERIM. | [7 empty] | #REF! |  |  | 2.758 |  | 24 |  | 60 |  | 20 |  | 30 |  | 6 | [9 empty] | 20 | [5 empty] | 0.25 | 35 | 61 | 62 | 27 | 55 | AJ: 2.748; AK: 0.347; AL: 1.86; AM: W; AN: 0
| #N/A | 1 | PERIM. | [7 empty] | #REF! |  |  | 2.706 |  | 24 |  | 60 |  | 20 |  | 30 |  | 2 | [9 empty] | 9 | [5 empty] | 0.25 | 36 | 63 | 64 | 28 | 57 | AJ: 2.753; AK: 0.347; AL: 2; AM: W; AN: 0
| #N/A | 1 | PERIM. | [7 empty] | #REF! |  |  | #N/A |  | #N/A |  | #N/A |  | #N/A |  | #N/A |  | #N/A |  | #N/A |  | #N/A |  |  |  | #N/A |  | #N/A |  | #N/A |  | #N/A |  | #N/A | 37 | 65 | 66 | 29 | 59 | AJ: 2.754; AK: 0.347; AL: 2.01; AM: W; AN: 0
| #N/A | 1 | PERIM. | [7 empty] | #REF! |  |  | 2.722 |  | 27 |  | 60 |  | 24 |  | 30 |  | 3 | [9 empty] | 9 | [5 empty] | 0.25 | 38 | 67 | 68 | 30 | 61 | AJ: 2.749; AK: 0.347; AL: 1.87; AM: W; AN: 0
| #N/A | 1 | PERIM. | [7 empty] | #REF! |  |  | 2.72 |  | 24 |  | 60 |  | 20 |  | 30 |  | 3 | [9 empty] | 9 | [5 empty] | 0.25 | 39 | 69 | 70 | 31 | 63
| #N/A | 1 | PERIM. | [7 empty] | #REF! |  |  | 2.721 |  | 24 |  | 60 |  | 22 |  | 30 |  | 3 | [9 empty] | 9 | [5 empty] | 0.25 | 40 | 71 | 72 | 32 | 65
| #N/A | 1 | PERIM. | [7 empty] | #REF! |  |  | 2.704 |  | 24 |  | 60 |  | 20 |  | 30 |  | 2 | [9 empty] | 6 | [5 empty] | 0.25 | 41 | 73 | 74 | 33 | 67
| #N/A | 1 | PERIM. | [7 empty] | #REF! |  |  | 2.701 |  | 24 |  | 60 |  | 20 |  | 30 |  | 2 | [9 empty] | 6 | [5 empty] | 0.25 | 42 | 75 | 76 | 34 | 69
| #N/A | 1 | PERIM. | [7 empty] | #REF! |  |  | 2.705 |  | 24 |  | 60 |  | 20 |  | 30 |  | 0 | [9 empty] | 2 | [5 empty] | 0.25 | 43 | 77 | 78 | 35 | 71
| #N/A | 1 | PERIM. | [7 empty] | #REF! |  |  | 2.835 |  | 24.5 |  |  |  | 22 | [19 empty] | 0.25 | 44 | 79 | 80 | 36 | 73
| #N/A | 1 | PERIM. | [7 empty] | #REF! |  |  | 2.835 |  | 24.5 |  |  |  | 22 | [19 empty] | 0.25 | 45 | 81 | 82 | 37 | 75
| #N/A | 1 | PERIM. | [7 empty] | #REF! |  |  | 2.835 |  | 24.5 |  |  |  | 22 | [19 empty] | 0.25 | 46 | 83 | 84 | 38 | 77
| #N/A | 1 | PERIM. | [7 empty] | #REF! |  |  | 2.835 |  | 24.5 |  |  |  | 22 | [19 empty] | 0.25 | 47 | 85 | 86 | 39 | 79
| #N/A | 1 | PERIM. | [7 empty] | #REF! |  |  | 2.835 |  | 24.5 |  |  |  | 22 | [19 empty] | 0.25 | 48 | 87 | 88 | 40 | 81
| #N/A | 1 | PERIM. | [7 empty] | #REF! |  |  | 2.835 |  | 24.5 |  |  |  | 22 | [19 empty] | 0.25 | 49 | 89 | 90 | 41 | 83
| #N/A | 1 | PERIM. | [7 empty] | #REF! |  |  | 2.835 |  | 24.5 |  |  |  | 22 | [19 empty] | 0.25 | 50 | 91 | 92 | 42 | 85
| #N/A | 1 | PERIM. | [7 empty] | #REF! |  |  | 2.835 |  | 24.5 |  |  |  | 22 | [19 empty] | 0.25 | 51 | 93 | 94 | 43 | 87
| #N/A | 1 | PERIM. | [7 empty] | #REF! |  |  | 2.835 |  | 24.5 |  |  |  | 22 | [19 empty] | 0.25 | 52 | 95 | 96 | 44 | 89
| #N/A | 1 | PERIM. | [7 empty] | #REF! |  |  | 2.835 |  | 24.5 |  |  |  | 22 | [19 empty] | 0.25 | 53 | 97 | 98 | 45 | 91
| #N/A | 1 | PERIM. | [7 empty] | #REF! |  |  | 2.835 |  | 24.5 |  |  |  | 22 | [19 empty] | 0.25 | 54 | 99 | 100 | 46 | 93
| #N/A | 1 | PERIM. | [7 empty] | #REF! |  |  | 2.835 |  | 24.5 |  |  |  | 22 | [19 empty] | 0.25 | 55 | 101 | 102 | 47 | 95
| #N/A | 1 | PERIM. | [7 empty] | #REF! |  |  | 2.835 |  | 24.5 |  |  |  | 22 | [19 empty] | 0.25 | 56 | 103 | 104 | 48 | 97
| #N/A | 1 | PERIM. | [7 empty] | #REF! |  |  | 2.835 |  | 24.5 |  |  |  | 22 | [19 empty] | 0.25 | 57 | 105 | 106 | 49 | 99
| #N/A | 1 | PERIM. | [7 empty] | #REF! |  |  | 2.835 |  | 24.5 |  |  |  | 22 | [19 empty] | 0.25 | 58 | 107 | 108 | 50 | 101
| #N/A | 1 | PERIM. | [7 empty] | #REF! |  |  | 2.835 |  | 24.5 |  |  |  | 22 | [19 empty] | 0.25 | 59 | 109 | 110 | 51 | 103
| #N/A | 1 | PERIM. | [7 empty] | #REF! |  |  | 2.835 |  | 24.5 |  |  |  | 22 | [19 empty] | 0.25 | 60 | 111 | 112 | 52 | 105
| #N/A | 1 | PERIM. | [7 empty] | #REF! |  |  | 2.835 |  | 24.5 |  |  |  | 22 | [19 empty] | 0.25 | 61 | 113 | 114 | 53 | 107
| #N/A | 1 | PERIM. | [7 empty] | #REF! |  |  | 2.835 |  | 24.5 |  |  |  | 22 | [19 empty] | 0.25 | 62 | 115 | 116 | 54 | 109
| #N/A | 1 | PERIM. | [7 empty] | #REF! |  |  | 2.835 |  | 24.5 |  |  |  | 22 | [19 empty] | 0.25 | 63 | 117 | 118 | 55 | 111
| #N/A | 1 | PERIM. | [7 empty] | #REF! |  |  | 2.835 |  | 24.5 |  |  |  | 22 | [19 empty] | 0.25 | 64 | 119 | 120 | 56 | 113
| #N/A | 1 | PERIM. | [7 empty] | #REF! |  |  | 2.835 |  | 24.5 |  |  |  | 22 | [19 empty] | 0.25 | 65 | 121 | 122 | 57 | 115
| #N/A | 1 | PERIM. | [7 empty] | #REF! |  |  | 2.835 |  | 24.5 |  |  |  | 22 | [19 empty] | 0.25 | 66 | 123 | 124 | 58 | 117
| #N/A | 1 | PERIM. | [7 empty] | #REF! |  |  | 2.835 |  | 24.5 |  |  |  | 22 | [19 empty] | 0.25 | 67 | 125 | 126 | 59 | 119
| #N/A | 1 | PERIM. | [7 empty] | #REF! |  |  | 2.835 |  | 24.5 |  |  |  | 22 | [19 empty] | 0.25 | 68 | 127 | 128 | 60 | 121
| #N/A | 1 | PERIM. | [7 empty] | #REF! |  |  | 2.835 |  | 24.5 |  |  |  | 22 | [19 empty] | 0.25 | 69 | 129 | 130 | 61 | 123
| #N/A | 1 | PERIM. | [7 empty] | #REF! |  |  | 2.835 |  | 24.5 |  |  |  | 22 | [19 empty] | 0.25 | 70 | 131 | 132 | 62 | 125
| #N/A | 1 | PERIM. | [7 empty] | #REF! |  |  | 2.835 |  | 24.5 |  |  |  | 22 | [19 empty] | 0.25 | 71 | 133 | 134 | 63 | 127
| #N/A | 1 | PERIM. | [7 empty] | #REF! |  |  | 2.835 |  | 24.5 |  |  |  | 22 | [19 empty] | 0.25 | 72 | 135 | 136 | 64 | 129
| #N/A | 1 | PERIM. | [7 empty] | #REF! |  |  | 2.835 |  | 24.5 |  |  |  | 22 | [19 empty] | 0.25 | 73 | 137 | 138 | 65 | 131
| #N/A | 1 | PERIM. | [7 empty] | #REF! |  |  | 2.835 |  | 24.5 |  |  |  | 22 | [19 empty] | 0.25 | 74 | 139 | 140 | 66 | 133
| #N/A | 1 | PERIM. | [7 empty] | #REF! |  |  | 2.835 |  | 24.5 |  |  |  | 22 | [19 empty] | 0.25 | 75 | 141 | 142 | 67 | 135
| #N/A | 1 | PERIM. | [7 empty] | #REF! |  |  | 2.835 |  | 24.5 |  |  |  | 22 | [19 empty] | 0.25 | 76 | 143 | 144 | 68 | 137
| #N/A | 1 | PERIM. | [7 empty] | #REF! |  |  | 2.835 |  | 24.5 |  |  |  | 22 | [19 empty] | 0.25 | 77 | 145 | 146 | 69 | 139
| #N/A | 1 | PERIM. | [7 empty] | #REF! |  |  | 2.835 |  | 24.5 |  |  |  | 22 | [19 empty] | 0.25 | 78 | 147 | 148 | 70 | 141
| #N/A | 1 | PERIM. | [7 empty] | #REF! |  |  | 2.835 |  | 24.5 |  |  |  | 22 | [19 empty] | 0.25 | 79 | 149 | 150 | 71 | 143
| #N/A | 1 | PERIM. | [7 empty] | #REF! |  |  | 2.835 |  | 24.5 |  |  |  | 22 | [19 empty] | 0.25 | 80 | 151 | 152 | 72 | 145
| #N/A | 1 | PERIM. | [7 empty] | #REF! |  |  | 2.835 |  | 24.5 |  |  |  | 22 | [19 empty] | 0.25 | 81 | 153 | 154 | 73 | 147
| #N/A | 1 | PERIM. | [7 empty] | #REF! |  |  | 2.835 |  | 24.5 |  |  |  | 22 | [19 empty] | 0.25 | 82 | 155 | 156 | 74 | 149
| #N/A | 1 | PERIM. | [7 empty] | #REF! |  |  | 2.835 |  | 24.5 |  |  |  | 22 | [19 empty] | 0.25 | 83 | 157 | 158 | 75 | 151
| #N/A | 1 | PERIM. | [7 empty] | #REF! |  |  | 2.835 |  | 24.5 |  |  |  | 22 | [19 empty] | 0.25 | 84 | 159 | 160 | 76 | 153
| #N/A | 1 | PERIM. | [7 empty] | #REF! |  |  | 2.835 |  | 24.5 |  |  |  | 22 | [19 empty] | 0.25 | 85 | 161 | 162 | 77 | 155
| #N/A | 1 | PERIM. | [7 empty] | #REF! |  |  | 2.835 |  | 24.5 |  |  |  | 22 | [19 empty] | 0.25 | 86 | 163 | 164 | 78 | 157
| #N/A | 1 | PERIM. | [7 empty] | #REF! |  |  | 2.835 |  | 24.5 |  |  |  | 22 | [19 empty] | 0.25 | 87 | 165 | 166 | 79 | 159
| #N/A | 1 | PERIM. | [7 empty] | #REF! |  |  | 2.835 |  | 24.5 |  |  |  | 22 | [19 empty] | 0.25 | 88 | 167 | 168 | 80 | 161
| #N/A | 1 | PERIM. | [7 empty] | #REF! |  |  | 2.835 |  | 24.5 |  |  |  | 22 | [19 empty] | 0.25 | 89 | 169 | 170 | 81 | 163
| #N/A | 1 | PERIM. | [7 empty] | #REF! |  |  | 2.835 |  | 24.5 |  |  |  | 22 | [19 empty] | 0.25 | 90 | 171 | 172 | 82 | 165
| #N/A | 1 | PERIM. | [7 empty] | #REF! |  |  | 2.835 |  | 24.5 |  |  |  | 22 | [19 empty] | 0.25 | 91 | 173 | 174 | 83 | 167
| #N/A | 1 | PERIM. | [7 empty] | #REF! |  |  | 2.835 |  | 24.5 |  |  |  | 22 | [19 empty] | 0.25 | 92 | 175 | 176 | 84 | 169
| #N/A | 1 | PERIM. | [7 empty] | #REF! |  |  | 2.835 |  | 24.5 |  |  |  | 22 | [19 empty] | 0.25 | 93 | 177 | 178 | 85 | 171
| #N/A | 1 | PERIM. | [7 empty] | #REF! |  |  | 2.835 |  | 24.5 |  |  |  | 22 | [19 empty] | 0.25 | 94 | 179 | 180 | 86 | 173
| #N/A | 1 | PERIM. | [7 empty] | #REF! |  |  | 2.835 |  | 24.5 |  |  |  | 22 | [19 empty] | 0.25 | 95 | 181 | 182 | 87 | 175
| #N/A | 1 | PERIM. | [7 empty] | #REF! |  |  | 2.835 |  | 24.5 |  |  |  | 22 | [19 empty] | 0.25 | 96 | 183 | 184 | 88 | 177
| #N/A | 1 | PERIM. | [7 empty] | #REF! |  |  | 2.835 |  | 24.5 |  |  |  | 22 | [19 empty] | 0.25 | 97 | 185 | 186 | 89 | 179
| #N/A | 1 | PERIM. | [7 empty] | #REF! |  |  | 2.835 |  | 24.5 |  |  |  | 22 | [19 empty] | 0.25 | 98 | 187 | 188 | 90 | 181
| #N/A | 1 | PERIM. | [7 empty] | #REF! |  |  | 2.835 |  | 24.5 |  |  |  | 22 | [19 empty] | 0.25 | 99 | 189 | 190 | 91 | 183
| #N/A | 1 | PERIM. | [7 empty] | #REF! |  |  | 2.835 |  | 24.5 |  |  |  | 22 | [19 empty] | 0.25 | 100 | 191 | 192 | 92 | 185
| #N/A | 1 | PERIM. | [7 empty] | #REF! |  |  | 2.835 |  | 24.5 |  |  |  | 22 | [19 empty] | 0.25 | 101 | 193 | 194 | 93 | 187
| #N/A | 1 | PERIM. | [7 empty] | #REF! |  |  | 2.835 |  | 24.5 |  |  |  | 22 | [19 empty] | 0.25 | 102 | 195 | 196 | 94 | 189
| #N/A | 1 | PERIM. | [7 empty] | #REF! |  |  | 2.835 |  | 24.5 |  |  |  | 22 | [19 empty] | 0.25 | 103 | 197 | 198 | 95 | 191
| #N/A | 1 | PERIM. | [7 empty] | #REF! |  |  | 2.835 |  | 24.5 |  |  |  | 22 | [19 empty] | 0.25 | 104 | 199 | 200 | 96 | 193
| #N/A | 1 | PERIM. | [7 empty] | #REF! |  |  | 2.835 |  | 24.5 |  |  |  | 22 | [19 empty] | 0.25 | 105 | 201 | 202 | 97 | 195
| #N/A | 1 | PERIM. | [7 empty] | #REF! |  |  | 2.835 |  | 24.5 |  |  |  | 22 | [19 empty] | 0.25 | 106 | 203 | 204 | 98 | 197
| #N/A | 1 | PERIM. | [7 empty] | #REF! |  |  | 2.835 |  | 24.5 |  |  |  | 22 | [19 empty] | 0.25 | 107 | 205 | 206 | 99 | 199
| #N/A | 1 | PERIM. | [7 empty] | #REF! |  |  | 2.835 |  | 24.5 |  |  |  | 22 | [19 empty] | 0.25 | 108 | 207 | 208 | 100 | 201
| #N/A | 1 | PERIM. | [7 empty] | #REF! |  |  | 2.835 |  | 24.5 |  |  |  | 22 | [19 empty] | 0.25 | 109 | 209 | 210 | 101 | 203
| #N/A | 1 | PERIM. | [7 empty] | #REF! |  |  | 2.835 |  | 24.5 |  |  |  | 22 | [19 empty] | 0.25 | 110 | 211 | 212 | 102 | 205
| #N/A | 1 | PERIM. | [7 empty] | #REF! |  |  | 2.835 |  | 24.5 |  |  |  | 22 | [19 empty] | 0.25 | 111 | 213 | 214 | 103 | 207
| #N/A | 1 | PERIM. | [7 empty] | #REF! |  |  | 2.835 |  | 24.5 |  |  |  | 22 | [19 empty] | 0.25 | 112 | 215 | 216 | 104 | 209
| #N/A | 1 | PERIM. | [7 empty] | #REF! |  |  | 2.835 |  | 24.5 |  |  |  | 22 | [19 empty] | 0.25 | 113 | 217 | 218 | 105 | 211
| #N/A | 1 | PERIM. | [7 empty] | #REF! |  |  | 2.835 |  | 24.5 |  |  |  | 22 | [19 empty] | 0.25 | 114 | 219 | 220 | 106 | 213
| #N/A | 1 | PERIM. | [7 empty] | #REF! |  |  | 2.835 |  | 24.5 |  |  |  | 22 | [19 empty] | 0.25 | 115 | 221 | 222 | 107 | 215
| #N/A | 1 | PERIM. | [7 empty] | #REF! |  |  | 2.835 |  | 24.5 |  |  |  | 22 | [19 empty] | 0.25 | 116 | 223 | 224 | 108 | 217
| #N/A | 1 | PERIM. | [7 empty] | #REF! |  |  | 2.835 |  | 24.5 |  |  |  | 22 | [19 empty] | 0.25 | 117 | 225 | 226 | 109 | 219
| #N/A | 1 | PERIM. | [7 empty] | #REF! |  |  | 2.835 |  | 24.5 |  |  |  | 22 | [19 empty] | 0.25 | 118 | 227 | 228 | 110 | 221
| #N/A | 1 | PERIM. | [7 empty] | #REF! |  |  | 2.835 |  | 24.5 |  |  |  | 22 | [19 empty] | 0.25 | 119 | 229 | 230 | 111 | 223
| #N/A | 1 | PERIM. | [7 empty] | #REF! |  |  | 2.835 |  | 24.5 |  |  |  | 22 | [19 empty] | 0.25 | 120 | 231 | 232 | 112 | 225
| #N/A | 1 | PERIM. | [7 empty] | #REF! |  |  | 2.835 |  | 24.5 |  |  |  | 22 | [19 empty] | 0.25 | 121 | 233 | 234 | 113 | 227
| #N/A | 1 | PERIM. | [7 empty] | #REF! |  |  | 2.835 |  | 24.5 |  |  |  | 22 | [19 empty] | 0.25 | 122 | 235 | 236 | 114 | 229
| #N/A | 1 | PERIM. | [7 empty] | #REF! |  |  | 2.835 |  | 24.5 |  |  |  | 22 | [19 empty] | 0.25 | 123 | 237 | 238 | 115 | 231
| #N/A | 1 | PERIM. | [7 empty] | #REF! |  |  | 2.835 |  | 24.5 |  |  |  | 22 | [19 empty] | 0.25 | 124 | 239 | 240 | 116 | 233
| #N/A | 1 | PERIM. | [7 empty] | #REF! |  |  | 2.835 |  | 24.5 |  |  |  | 22 | [19 empty] | 0.25 | 125 | 241 | 242 | 117 | 235
| #N/A | 1 | PERIM. | [7 empty] | #REF! |  |  | 2.835 |  | 24.5 |  |  |  | 22 | [19 empty] | 0.25 | 126 | 243 | 244 | 118 | 237
| #N/A | 1 | PERIM. | [7 empty] | #REF! |  |  | 2.835 |  | 24.5 |  |  |  | 22 | [19 empty] | 0.25 | 127 | 245 | 246 | 119 | 239
| #N/A | 1 | PERIM. | [7 empty] | #REF! |  |  | 2.835 |  | 24.5 |  |  |  | 22 | [19 empty] | 0.25 | 128 | 247 | 248 | 120 | 241
| #N/A | 1 | PERIM. | [7 empty] | #REF! |  |  | 2.835 |  | 24.5 |  |  |  | 22 | [19 empty] | 0.25 | 129 | 249 | 250 | 121 | 243
| #N/A | 1 | PERIM. | [7 empty] | #REF! |  |  | 2.835 |  | 24.5 |  |  |  | 22 | [19 empty] | 0.25 | 130 | 251 | 252 | 122 | 245
| #N/A | 1 | PERIM. | [7 empty] | #REF! |  |  | 2.835 |  | 24.5 |  |  |  | 22 | [19 empty] | 0.25 | 131 | 253 | 254 | 123 | 247
| #N/A | 1 | PERIM. | [7 empty] | #REF! |  |  | 2.835 |  | 24.5 |  |  |  | 22 | [19 empty] | 0.25 | 132 | 255 | 256 | 124 | 249
| #N/A | 1 | PERIM. | [7 empty] | #REF! |  |  | 2.835 |  | 24.5 |  |  |  | 22 | [19 empty] | 0.25 | 133 | 257 | 258 | 125 | 251
| #N/A | 1 | PERIM. | [7 empty] | #REF! |  |  | 2.835 |  | 24.5 |  |  |  | 22 | [19 empty] | 0.25 | 134 | 259 | 260 | 126 | 253
| #N/A | 1 | PERIM. | [7 empty] | #REF! |  |  | 2.835 |  | 24.5 |  |  |  | 22 | [19 empty] | 0.25 | 135 | 261 | 262 | 127 | 255
| #N/A | 1 | PERIM. | [7 empty] | #REF! |  |  | 2.835 |  | 24.5 |  |  |  | 22 | [19 empty] | 0.25 | 136 | 263 | 264 | 128 | 257
| #N/A | 1 | PERIM. | [7 empty] | #REF! |  |  | 2.835 |  | 24.5 |  |  |  | 22 | [19 empty] | 0.25 | 137 | 265 | 266 | 129 | 259
| #N/A | 1 | PERIM. | [7 empty] | #REF! |  |  | 2.835 |  | 24.5 |  |  |  | 22 | [19 empty] | 0.25 | 138 | 267 | 268 | 130 | 261
| #N/A | 1 | PERIM. | [7 empty] | #REF! |  |  | 2.835 |  | 24.5 |  |  |  | 22 | [19 empty] | 0.25 | 139 | 269 | 270 | 131 | 263
| #N/A | 1 | PERIM. | [7 empty] | #REF! |  |  | 2.835 |  | 24.5 |  |  |  | 22 | [19 empty] | 0.25 | 140 | 271 | 272 | 132 | 265
| #N/A | 1 | PERIM. | [7 empty] | #REF! |  |  | 2.835 |  | 24.5 |  |  |  | 22 | [19 empty] | 0.25 | 141 | 273 | 274 | 133 | 267
| #N/A | 1 | PERIM. | [7 empty] | #REF! |  |  | 2.835 |  | 24.5 |  |  |  | 22 | [19 empty] | 0.25 | 142 | 275 | 276 | 134 | 269
| #N/A | 1 | PERIM. | [7 empty] | #REF! |  |  | 2.835 |  | 24.5 |  |  |  | 22 | [19 empty] | 0.25 | 143 | 277 | 278 | 135 | 271
| #N/A | 1 | PERIM. | [7 empty] | #REF! |  |  | 2.835 |  | 24.5 |  |  |  | 22 | [19 empty] | 0.25 | 144 | 279 | 280 | 136 | 273
| #N/A | 1 | PERIM. | [7 empty] | #REF! |  |  | 2.835 |  | 24.5 |  |  |  | 22 | [19 empty] | 0.25 | 145 | 281 | 282 | 137 | 275
| #N/A | 1 | PERIM. | [7 empty] | #REF! |  |  | 2.835 |  | 24.5 |  |  |  | 22 | [19 empty] | 0.25 | 146 | 283 | 284 | 138 | 277
| #N/A | 1 | PERIM. | [7 empty] | #REF! |  |  | 2.835 |  | 24.5 |  |  |  | 22 | [19 empty] | 0.25 | 147 | 285 | 286 | 139 | 279
| #N/A | 1 | PERIM. | [7 empty] | #REF! |  |  | 2.835 |  | 24.5 |  |  |  | 22 | [19 empty] | 0.25 | 148 | 287 | 288 | 140 | 281
| #N/A | 1 | PERIM. | [7 empty] | #REF! |  |  | 2.835 |  | 24.5 |  |  |  | 22 | [19 empty] | 0.25 | 149 | 289 | 290 | 141 | 283
| #N/A | 1 | PERIM. | [7 empty] | #REF! |  |  | 2.835 |  | 24.5 |  |  |  | 22 | [19 empty] | 0.25 | 150 | 291 | 292 | 142 | 285
| #N/A | 1 | PERIM. | [7 empty] | #REF! |  |  | 2.835 |  | 24.5 |  |  |  | 22 | [19 empty] | 0.25 | 151 | 293 | 294 | 143 | 287
| #N/A | 1 | PERIM. | [7 empty] | #REF! |  |  | 2.835 |  | 24.5 |  |  |  | 22 | [19 empty] | 0.25 | 152 | 295 | 296 | 144 | 289
| #N/A | 1 | PERIM. | [7 empty] | #REF! |  |  | 2.835 |  | 24.5 |  |  |  | 22 | [19 empty] | 0.25 | 153 | 297 | 298 | 145 | 291
| #N/A | 1 | PERIM. | [7 empty] | #REF! |  |  | 2.835 |  | 24.5 |  |  |  | 22 | [19 empty] | 0.25 | 154 | 299 | 300 | 146 | 293
| #N/A | 1 | PERIM. | [7 empty] | #REF! |  |  | 2.835 |  | 24.5 |  |  |  | 22 | [19 empty] | 0.25 | 155 | 301 | 302 | 147 | 295
| #N/A | 1 | PERIM. | [7 empty] | #REF! |  |  | 2.835 |  | 24.5 |  |  |  | 22 | [19 empty] | 0.25 | 156 | 303 | 304 | 148 | 297
| #N/A | 1 | PERIM. | [7 empty] | #REF! |  |  | 2.835 |  | 24.5 |  |  |  | 22 | [19 empty] | 0.25 | 157 | 305 | 306 | 149 | 299
| #N/A | 1 | PERIM. | [7 empty] | #REF! |  |  | 2.835 |  | 24.5 |  |  |  | 22 | [19 empty] | 0.25 | 158 | 307 | 308 | 150 | 301
| #N/A | 1 | PERIM. | [7 empty] | #REF! |  |  | 2.835 |  | 24.5 |  |  |  | 22 | [19 empty] | 0.25 | 159 | 309 | 310 | 151 | 303
| #N/A | 1 | PERIM. | [7 empty] | #REF! |  |  | 2.835 |  | 24.5 |  |  |  | 22 | [19 empty] | 0.25 | 160 | 311 | 312 | 152 | 305
| #N/A | 1 | PERIM. | [7 empty] | #REF! |  |  | 2.835 |  | 24.5 |  |  |  | 22 | [19 empty] | 0.25 | 161 | 313 | 314 | 153 | 307
| #N/A | 1 | PERIM. | [7 empty] | #REF! |  |  | 2.835 |  | 24.5 |  |  |  | 22 | [19 empty] | 0.25 | 162 | 315 | 316 | 154 | 309
| #N/A | 1 | PERIM. | [7 empty] | #REF! |  |  | 2.835 |  | 24.5 |  |  |  | 22 | [19 empty] | 0.25 | 163 | 317 | 318 | 155 | 311
| #N/A | 1 | PERIM. | [7 empty] | #REF! |  |  | 2.835 |  | 24.5 |  |  |  | 22 | [19 empty] | 0.25 | 164 | 319 | 320 | 156 | 313
| #N/A | 1 | PERIM. | [7 empty] | #REF! |  |  | 2.835 |  | 24.5 |  |  |  | 22 | [19 empty] | 0.25 | 165 | 321 | 322 | 157 | 315
| #N/A | 1 | PERIM. | [7 empty] | #REF! |  |  | 2.835 |  | 24.5 |  |  |  | 22 | [19 empty] | 0.25 | 166 | 323 | 324 | 158 | 317
| #N/A | 1 | PERIM. | [7 empty] | #REF! |  |  | 2.835 |  | 24.5 |  |  |  | 22 | [19 empty] | 0.25 | 167 | 325 | 326 | 159 | 319
| #N/A | 1 | PERIM. | [7 empty] | #REF! |  |  | 2.835 |  | 24.5 |  |  |  | 22 | [19 empty] | 0.25 | 168 | 327 | 328 | 160 | 321
| #N/A | 1 | PERIM. | [7 empty] | #REF! |  |  | 2.835 |  | 24.5 |  |  |  | 22 | [19 empty] | 0.25 | 169 | 329 | 330 | 161 | 323
| #N/A | 1 | PERIM. | [7 empty] | #REF! |  |  | 2.835 |  | 24.5 |  |  |  | 22 | [19 empty] | 0.25 | 170 | 331 | 332 | 162 | 325
| #N/A | 1 | PERIM. | [7 empty] | #REF! |  |  | 2.835 |  | 24.5 |  |  |  | 22 | [19 empty] | 0.25 | 171 | 333 | 334 | 163 | 327
| #N/A | 1 | PERIM. | [7 empty] | #REF! |  |  | 2.835 |  | 24.5 |  |  |  | 22 | [19 empty] | 0.25 | 172 | 335 | 336 | 164 | 329
| #N/A | 1 | PERIM. | [7 empty] | #REF! |  |  | 2.835 |  | 24.5 |  |  |  | 22 | [19 empty] | 0.25 | 173 | 337 | 338 | 165 | 331
| #N/A | 1 | PERIM. | [7 empty] | #REF! |  |  | 2.835 |  | 24.5 |  |  |  | 22 | [19 empty] | 0.25 | 174 | 339 | 340 | 166 | 333
| #N/A | 1 | PERIM. | [7 empty] | #REF! |  |  | 2.835 |  | 24.5 |  |  |  | 22 | [19 empty] | 0.25 | 175 | 341 | 342 | 167 | 335
| #N/A | 1 | PERIM. | [7 empty] | #REF! |  |  | 2.835 |  | 24.5 |  |  |  | 22 | [19 empty] | 0.25 | 176 | 343 | 344 | 168 | 337
| #N/A | 1 | PERIM. | [7 empty] | #REF! |  |  | 2.835 |  | 24.5 |  |  |  | 22 | [19 empty] | 0.25 | 177 | 345 | 346 | 169 | 339
| #N/A | 1 | PERIM. | [7 empty] | #REF! |  |  | 2.835 |  | 24.5 |  |  |  | 22 | [19 empty] | 0.25 | 178 | 347 | 348 | 170 | 341
| #N/A | 1 | PERIM. | [7 empty] | #REF! |  |  | 2.835 |  | 24.5 |  |  |  | 22 | [19 empty] | 0.25 | 179 | 349 | 350 | 171 | 343
| #N/A | 1 | PERIM. | [7 empty] | #REF! |  |  | 2.835 |  | 24.5 |  |  |  | 22 | [19 empty] | 0.25 | 180 | 351 | 352 | 172 | 345
| #N/A | 1 | PERIM. | [7 empty] | #REF! |  |  | 2.835 |  | 24.5 |  |  |  | 22 | [19 empty] | 0.25 | 181 | 353 | 354 | 173 | 347
| #N/A | 1 | PERIM. | [7 empty] | #REF! |  |  | 2.835 |  | 24.5 |  |  |  | 22 | [19 empty] | 0.25 | 182 | 355 | 356 | 174 | 349
| #N/A | 1 | PERIM. | [7 empty] | #REF! |  |  | 2.835 |  | 24.5 |  |  |  | 22 | [19 empty] | 0.25 | 183 | 357 | 358 | 175 | 351
| #N/A | 1 | PERIM. | [7 empty] | #REF! |  |  | 2.835 |  | 24.5 |  |  |  | 22 | [19 empty] | 0.25 | 184 | 359 | 360 | 176 | 353
| #N/A | 1 | PERIM. | [7 empty] | #REF! |  |  | 2.835 |  | 24.5 |  |  |  | 22 | [19 empty] | 0.25 | 185 | 361 | 362 | 177 | 355
| #N/A | 1 | PERIM. | [7 empty] | #REF! |  |  | 2.835 |  | 24.5 |  |  |  | 22 | [19 empty] | 0.25 | 186 | 363 | 364 | 178 | 357
| #N/A | 1 | PERIM. | [7 empty] | #REF! |  |  | 2.835 |  | 24.5 |  |  |  | 22 | [19 empty] | 0.25 | 187 | 365 | 366 | 179 | 359
| #N/A | 1 | PERIM. | [7 empty] | #REF! |  |  | 2.835 |  | 24.5 |  |  |  | 22 | [19 empty] | 0.25 | 188 | 367 | 368 | 180 | 361
| #N/A | 1 | PERIM. | [7 empty] | #REF! |  |  | 2.835 |  | 24.5 |  |  |  | 22 | [19 empty] | 0.25 | 189 | 369 | 370 | 181 | 363
| #N/A | 1 | PERIM. | [7 empty] | #REF! |  |  | 2.835 |  | 24.5 |  |  |  | 22 | [19 empty] | 0.25 | 190 | 371 | 372 | 182 | 365
| #N/A | 1 | PERIM. | [7 empty] | #REF! |  |  | 2.835 |  | 24.5 |  |  |  | 22 | [19 empty] | 0.25 | 191 | 373 | 374 | 183 | 367
| #N/A | 1 | PERIM. | [7 empty] | #REF! |  |  | 2.835 |  | 24.5 |  |  |  | 22 | [19 empty] | 0.25 | 192 | 375 | 376 | 184 | 369
| #N/A | 1 | PERIM. | [7 empty] | #REF! |  |  | 2.835 |  | 24.5 |  |  |  | 22 | [19 empty] | 0.25 | 193 | 377 | 378 | 185 | 371
| #N/A | 1 | PERIM. | [7 empty] | #REF! |  |  | 2.835 |  | 24.5 |  |  |  | 22 | [19 empty] | 0.25 | 194 | 379 | 380 | 186 | 373
| #N/A | 1 | PERIM. | [7 empty] | #REF! |  |  | 2.835 |  | 24.5 |  |  |  | 22 | [19 empty] | 0.25 | 195 | 381 | 382 | 187 | 375
| #N/A | 1 | PERIM. | [7 empty] | #REF! |  |  | 2.835 |  | 24.5 |  |  |  | 22 | [19 empty] | 0.25 | 196 | 383 | 384 | 188 | 377
| #N/A | 1 | PERIM. | [7 empty] | #REF! |  |  | 2.835 |  | 24.5 |  |  |  | 22 | [19 empty] | 0.25 | 197 | 385 | 386 | 189 | 379
| #N/A | 1 | PERIM. | [7 empty] | #REF! |  |  | 2.835 |  | 24.5 |  |  |  | 22 | [19 empty] | 0.25 | 198 | 387 | 388 | 190 | 381
| #N/A | 1 | PERIM. | [7 empty] | #REF! |  |  | 2.835 |  | 24.5 |  |  |  | 22 | [19 empty] | 0.25 | 199 | 389 | 390 | 191 | 383
| #N/A | 1 | PERIM. | [7 empty] | #REF! |  |  | 2.835 |  | 24.5 |  |  |  | 22 | [19 empty] | 0.25 | 200 | 391 | 392 | 192 | 385
| #N/A | 1 | PERIM. | [7 empty] | #REF! |  |  | 2.835 |  | 24.5 |  |  |  | 22 | [19 empty] | 0.25 | 201 | 393 | 394 | 193 | 387
| #N/A | 1 | PERIM. | [7 empty] | #REF! |  |  | 2.835 |  | 24.5 |  |  |  | 22 | [19 empty] | 0.25 | 202 | 395 | 396 | 194 | 389
| #N/A | 1 | PERIM. | [7 empty] | #REF! |  |  | 2.835 |  | 24.5 |  |  |  | 22 | [19 empty] | 0.25 | 203 | 397 | 398 | 195 | 391
| #N/A | 1 | PERIM. | [7 empty] | #REF! |  |  | 2.835 |  | 24.5 |  |  |  | 22 | [19 empty] | 0.25 | 204 | 399 | 400 | 196 | 393
| #N/A | 1 | PERIM. | [7 empty] | #REF! |  |  | 2.835 |  | 24.5 |  |  |  | 22 | [19 empty] | 0.25 | 205 | 401 | 402 | 197 | 395
| #N/A | 1 | PERIM. | [7 empty] | #REF! |  |  | 2.835 |  | 24.5 |  |  |  | 22 | [19 empty] | 0.25 | 206 | 403 | 404 | 198 | 397
| #N/A | 1 | PERIM. | [7 empty] | #REF! |  |  | 2.835 |  | 24.5 |  |  |  | 22 | [19 empty] | 0.25 | 207 | 405 | 406 | 199 | 399
| #N/A | 1 | PERIM. | [7 empty] | #REF! |  |  | 2.835 |  | 24.5 |  |  |  | 22 | [19 empty] | 0.25 | 208 | 407 | 408 | 200 | 401
| #N/A | 1 | PERIM. | [7 empty] | #REF! | [29 empty] | 209 | 419 |  |  | 1
[41 empty] | 210 | 421 |  |  | 1
[41 empty] | 211 | 423 |  |  | 1
[41 empty] | 212 | 425 |  |  | 1
[41 empty] | 213 | 427 |  |  | 1
[41 empty] | 214 | 429 |  |  | 1
[41 empty] | 215 | 431 |  |  | 1
[41 empty] | 216 | 433 |  |  | 1
[41 empty] | 217 | 435 |  |  | 1
[41 empty] | 218 | 437 |  |  | 1
[41 empty] | 219 | 439 |  |  | 1
[41 empty] | 220 | 441 |  |  | 1
[41 empty] | 221 | 443 |  |  | 1
[41 empty] | 222 | 445 |  |  | 1
[41 empty] | 223 | 447 |  |  | 1
[41 empty] | 224 | 449 |  |  | 1
[41 empty] | 225 | 451 |  |  | 1
[41 empty] | 226 | 453 |  |  | 1
[41 empty] | 227 | 455 |  |  | 1
[41 empty] | 228 | 457 |  |  | 1
[41 empty] | 229 | 459 |  |  | 1
[41 empty] | 230 | 461 |  |  | 1
[41 empty] | 231 | 463 |  |  | 1
[41 empty] | 232 | 465 |  |  | 1
[41 empty] | 233 | 467 |  |  | 1
[41 empty] | 234 | 469 |  |  | 1
[41 empty] | 235 | 471 |  |  | 1
[41 empty] | 236 | 473 |  |  | 1
[41 empty] | 237 | 475 |  |  | 1
[41 empty] | 238 | 477 |  |  | 1
[41 empty] | 239 | 479 |  |  | 1
[41 empty] | 240 | 481 |  |  | 1
[41 empty] | 241 | 483 |  |  | 1
[41 empty] | 242 | 485 |  |  | 1
[41 empty] | 243 | 487 |  |  | 1
[41 empty] | 244 | 489 |  |  | 1
[41 empty] | 245 | 491 |  |  | 1
[41 empty] | 246 | 493 |  |  | 1
[41 empty] | 247 | 495 |  |  | 1
[41 empty] | 248 | 497 |  |  | 1
[41 empty] | 249 | 499 |  |  | 1
[41 empty] | 250 | 501 |  |  | 1
[41 empty] | 251 | 503 |  |  | 1
[41 empty] | 252 | 505 |  |  | 1
[41 empty] | 253 | 507 |  |  | 1
[41 empty] | 254 | 509 |  |  | 1
[41 empty] | 255 | 511 |  |  | 1
[41 empty] | 256 | 513 |  |  | 1
[41 empty] | 257 | 515 |  |  | 1
[41 empty] | 258 | 517 |  |  | 1
[41 empty] | 259 | 519 |  |  | 1
[41 empty] | 260 | 521 |  |  | 1
[41 empty] | 261 | 523 |  |  | 1
[41 empty] | 262 | 525 |  |  | 1
[41 empty] | 263 | 527 |  |  | 1
[41 empty] | 264 | 529 |  |  | 1
[41 empty] | 265 | 531 |  |  | 1
[41 empty] | 266 | 533 |  |  | 1
[41 empty] | 267 | 535 |  |  | 1
[41 empty] | 268 | 537 |  |  | 1
[41 empty] | 269 | 539 |  |  | 1
[41 empty] | 270 | 541 |  |  | 1
[41 empty] | 271 | 543 |  |  | 1
[41 empty] | 272 | 545 |  |  | 1
[41 empty] | 273 | 547 |  |  | 1
[41 empty] | 274 | 549 |  |  | 1
[41 empty] | 275 | 551 |  |  | 1
[41 empty] | 276 | 553 |  |  | 1
[41 empty] | 277 | 555 |  |  | 1
[41 empty] | 278 | 557 |  |  | 1
[41 empty] | 279 | 559 |  |  | 1
[41 empty] | 280 | 561 |  |  | 1
[41 empty] | 281 | 563 |  |  | 1
[41 empty] | 282 | 565 |  |  | 1
[41 empty] | 283 | 567 |  |  | 1
[41 empty] | 284 | 569 |  |  | 1
[41 empty] | 285 | 571 |  |  | 1
[41 empty] | 286 | 573 |  |  | 1
[41 empty] | 287 | 575 |  |  | 1
[41 empty] | 288 | 577 |  |  | 1
[41 empty] | 289 | 579 |  |  | 1
[41 empty] | 290 | 581 |  |  | 1
[41 empty] | 291 | 583 |  |  | 1
[41 empty] | 292 | 585 |  |  | 1
[41 empty] | 293 | 587 |  |  | 1
[41 empty] | 294 | 589 |  |  | 1
[41 empty] | 295 | 591 |  |  | 1
[41 empty] | 296 | 593 |  |  | 1
[41 empty] | 297 | 595 |  |  | 1
[41 empty] | 298 | 597 |  |  | 1
[41 empty] | 299 | 599 |  |  | 1
[41 empty] | 300 | 601 |  |  | 1
[41 empty] | 301 | 603 |  |  | 1
[41 empty] | 302 | 605 |  |  | 1
[41 empty] | 303 | 607 |  |  | 1
[41 empty] | 304 | 609 |  |  | 1
[41 empty] | 305 | 611 |  |  | 1
[41 empty] | 306 | 613 |  |  | 1
[41 empty] | 307 | 615 |  |  | 1
[41 empty] | 308 | 617 |  |  | 1
[41 empty] | 309 | 619 |  |  | 1
[41 empty] | 310 | 621 |  |  | 1
[41 empty] | 311 | 623 |  |  | 1
[41 empty] | 312 | 625 |  |  | 1
[41 empty] | 313 | 627 |  |  | 1
[41 empty] | 314 | 629 |  |  | 1
[41 empty] | 315 | 631 |  |  | 1
[41 empty] | 316 | 633 |  |  | 1
[41 empty] | 317 | 635 |  |  | 1
[41 empty] | 318 | 637 |  |  | 1
[41 empty] | 319 | 639 |  |  | 1
[41 empty] | 320 | 641 |  |  | 1
[41 empty] | 321 | 643 |  |  | 1
[41 empty] | 322 | 645 |  |  | 1
[41 empty] | 323 | 647 |  |  | 1
[41 empty] | 324 | 649 |  |  | 1
[41 empty] | 325 | 651 |  |  | 1
[41 empty] | 326 | 653 |  |  | 1
[41 empty] | 327 | 655 |  |  | 1
[41 empty] | 328 | 657 |  |  | 1
[41 empty] | 329 | 659 |  |  | 1
[41 empty] | 330 | 661 |  |  | 1
[41 empty] | 331 | 663 |  |  | 1
[41 empty] | 332 | 665 |  |  | 1
[41 empty] | 333 | 667 |  |  | 1
[41 empty] | 334 | 669 |  |  | 1
[41 empty] | 335 | 671 |  |  | 1
[41 empty] | 336 | 673 |  |  | 1
[41 empty] | 337 | 675 |  |  | 1
[41 empty] | 338 | 677 |  |  | 1
[41 empty] | 339 | 679 |  |  | 1
[41 empty] | 340 | 681 |  |  | 1
[41 empty] | 341 | 683 |  |  | 1
[41 empty] | 342 | 685 |  |  | 1
[41 empty] | 343 | 687 |  |  | 1
[41 empty] | 344 | 689 |  |  | 1
[41 empty] | 345 | 691 |  |  | 1
[41 empty] | 346 | 693 |  |  | 1
[41 empty] | 347 | 695 |  |  | 1
[41 empty] | 348 | 697 |  |  | 1
[41 empty] | 349 | 699 |  |  | 1
[41 empty] | 350 | 701 |  |  | 1
[41 empty] | 351 | 703 |  |  | 1
[41 empty] | 352 | 705 |  |  | 1
[41 empty] | 353 | 707 |  |  | 1
[41 empty] | 354 | 709 |  |  | 1
[41 empty] | 355 | 711 |  |  | 1
[41 empty] | 356 | 713 |  |  | 1
[41 empty] | 357 | 715 |  |  | 1
[41 empty] | 358 | 717 |  |  | 1
[41 empty] | 359 | 719 |  |  | 1
[41 empty] | 360 | 721 |  |  | 1
[41 empty] | 361 | 723 |  |  | 1
[41 empty] | 362 | 725 |  |  | 1
[41 empty] | 363 | 727 |  |  | 1
[41 empty] | 364 | 729 |  |  | 1
[41 empty] | 365 | 731 |  |  | 1
[41 empty] | 366 | 733 |  |  | 1
[41 empty] | 367 | 735 |  |  | 1
[41 empty] | 368 | 737 |  |  | 1
[41 empty] | 369 | 739 |  |  | 1
[41 empty] | 370 | 741 |  |  | 1
[41 empty] | 371 | 743 |  |  | 1
[41 empty] | 372 | 745 |  |  | 1
[41 empty] | 373 | 747 |  |  | 1
[41 empty] | 374 | 749 |  |  | 1
[41 empty] | 375 | 751 |  |  | 1
[41 empty] | 376 | 753 |  |  | 1
[41 empty] | 377 | 755 |  |  | 1
[41 empty] | 378 | 757 |  |  | 1
[41 empty] | 379 | 759 |  |  | 1
[41 empty] | 380 | 761 |  |  | 1
[41 empty] | 381 | 763 |  |  | 1
[41 empty] | 382 | 765 |  |  | 1
[41 empty] | 383 | 767 |  |  | 1
[41 empty] | 384 | 769 |  |  | 1
[41 empty] | 385 | 771 |  |  | 1
[41 empty] | 386 | 773 |  |  | 1
[41 empty] | 387 | 775 |  |  | 1
[41 empty] | 388 | 777 |  |  | 1
[41 empty] | 389 | 779 |  |  | 1
[41 empty] | 390 | 781 |  |  | 1
[41 empty] | 391 | 783 |  |  | 1
[41 empty] | 392 | 785 |  |  | 1
[41 empty] | 393 | 787 |  |  | 1
[41 empty] | 394 | 789 |  |  | 1
[41 empty] | 395 | 791 |  |  | 1
[41 empty] | 396 | 793 |  |  | 1
[41 empty] | 397 | 795 |  |  | 1
[41 empty] | 398 | 797 |  |  | 1
[41 empty] | 399 | 799 |  |  | 1
[41 empty] | 400 | 801 |  |  | 1
[41 empty] | 401 | 803 |  |  | 1
[41 empty] | 402 | 805 |  |  | 1
[41 empty] | 403 | 807 |  |  | 1
[41 empty] | 404 | 809 |  |  | 1
[41 empty] | 405 | 811 |  |  | 1
[41 empty] | 406 | 813 |  |  | 1
[41 empty] | 407 | 815 |  |  | 1
[41 empty] | 408 | 817 |  |  | 1
[41 empty] | 409 | 819 |  |  | 1
[41 empty] | 410 | 821 |  |  | 1
[41 empty] | 411 | 823 |  |  | 1
[41 empty] | 412 | 825 |  |  | 1
[41 empty] | 413 | 827 |  |  | 1
[41 empty] | 414 | 829 |  |  | 1
[41 empty] | 415 | 831 |  |  | 1
[41 empty] | 416 | 833 |  |  | 1
[41 empty] | 417 | 835 |  |  | 1
[41 empty] | 418 | 837 |  |  | 1
[41 empty] | 419 | 839 |  |  | 1
[41 empty] | 420 | 841 |  |  | 1
[41 empty] | 421 | 843 |  |  | 1
[41 empty] | 422 | 845 |  |  | 1
[41 empty] | 423 | 847 |  |  | 1
[41 empty] | 424 | 849 |  |  | 1
[41 empty] | 425 | 851 |  |  | 1
[41 empty] | 426 | 853 |  |  | 1
[41 empty] | 427 | 855 |  |  | 1
[41 empty] | 428 | 857 |  |  | 1
[41 empty] | 429 | 859 |  |  | 1
[41 empty] | 430 | 861 |  |  | 1
[41 empty] | 431 | 863 |  |  | 1
[41 empty] | 432 | 865 |  |  | 1
[41 empty] | 433 | 867 |  |  | 1
[41 empty] | 434 | 869 |  |  | 1
[41 empty] | 435 | 871 |  |  | 1
[41 empty] | 436 | 873 |  |  | 1
[41 empty] | 437 | 875 |  |  | 1
[41 empty] | 438 | 877 |  |  | 1
[41 empty] | 439 | 879 |  |  | 1
[41 empty] | 440 | 881 |  |  | 1
[41 empty] | 441 | 883 |  |  | 1
[41 empty] | 442 | 885 |  |  | 1
[41 empty] | 443 | 887 |  |  | 1
[41 empty] | 444 | 889 |  |  | 1
[41 empty] | 445 | 891 |  |  | 1
[41 empty] | 446 | 893 |  |  | 1
[41 empty] | 447 | 895 |  |  | 1
[41 empty] | 448 | 897 |  |  | 1
[41 empty] | 449 | 899 |  |  | 1
[41 empty] | 450 | 901 |  |  | 1
[41 empty] | 451 | 903 |  |  | 1
[41 empty] | 452 | 905 |  |  | 1
[41 empty] | 453 | 907 |  |  | 1
[41 empty] | 454 | 909 |  |  | 1
[41 empty] | 455 | 911 |  |  | 1
[41 empty] | 456 | 913 |  |  | 1
[41 empty] | 457 | 915 |  |  | 1
[41 empty] | 458 | 917 |  |  | 1
[41 empty] | 459 | 919 |  |  | 1
[41 empty] | 460 | 921 |  |  | 1
[41 empty] | 461 | 923 |  |  | 1
[41 empty] | 462 | 925 |  |  | 1
[41 empty] | 463 | 927 |  |  | 1
[41 empty] | 464 | 929 |  |  | 1
[41 empty] | 465 | 931 |  |  | 1
[41 empty] | 466 | 933 |  |  | 1
[41 empty] | 467 | 935 |  |  | 1
[41 empty] | 468 | 937 |  |  | 1
[41 empty] | 469 | 939 |  |  | 1
[41 empty] | 470 | 941 |  |  | 1
[41 empty] | 471 | 943 |  |  | 1
[41 empty] | 472 | 945 |  |  | 1
[41 empty] | 473 | 947 |  |  | 1
[41 empty] | 474 | 949 |  |  | 1
[41 empty] | 475 | 951 |  |  | 1
[41 empty] | 476 | 953 |  |  | 1
[41 empty] | 477 | 955 |  |  | 1
[41 empty] | 478 | 957 |  |  | 1
[41 empty] | 479 | 959 |  |  | 1
[41 empty] | 480 | 961 |  |  | 1
[41 empty] | 481 | 963 |  |  | 1
[41 empty] | 482 | 965 |  |  | 1
[41 empty] | 483 | 967 |  |  | 1
[41 empty] | 484 | 969 |  |  | 1
[41 empty] | 485 | 971 |  |  | 1
[41 empty] | 486 | 973 |  |  | 1
[41 empty] | 487 | 975 |  |  | 1
[41 empty] | 488 | 977 |  |  | 1
[41 empty] | 489 | 979 |  |  | 1
[41 empty] | 490 | 981 |  |  | 1
[41 empty] | 491 | 983 |  |  | 1
[41 empty] | 492 | 985 |  |  | 1
[41 empty] | 493 | 987 |  |  | 1
[41 empty] | 494 | 989 |  |  | 1
[41 empty] | 495 | 991 |  |  | 1
[41 empty] | 496 | 993 |  |  | 1
[41 empty] | 497 | 995 |  |  | 1
[41 empty] | 498 | 997 |  |  | 1
[41 empty] | 499 | 999 |  |  | 1
[41 empty] | 500 | 1001 |  |  | 1
[41 empty] | 501 | 1003 |  |  | 1
[41 empty] | 502 | 1005 |  |  | 1
[41 empty] | 503 | 1007 |  |  | 1
[41 empty] | 504 | 1009 |  |  | 1
[41 empty] | 505 | 1011 |  |  | 1
[41 empty] | 506 | 1013 |  |  | 1
[41 empty] | 507 | 1015 |  |  | 1
[41 empty] | 508 | 1017 |  |  | 1
[41 empty] | 509 | 1019 |  |  | 1
[41 empty] | 510 | 1021 |  |  | 1
[41 empty] | 511 | 1023 |  |  | 1
[41 empty] | 512 | 1025 |  |  | 1
[41 empty] | 513 | 1027 |  |  | 1
[41 empty] | 514 | 1029 |  |  | 1
[41 empty] | 515 | 1031 |  |  | 1
[41 empty] | 516 | 1033 |  |  | 1
[41 empty] | 517 | 1035 |  |  | 1
[41 empty] | 518 | 1037 |  |  | 1
[41 empty] | 519 | 1039 |  |  | 1
[41 empty] | 520 | 1041 |  |  | 1
[41 empty] | 521 | 1043 |  |  | 1
[41 empty] | 522 | 1045 |  |  | 1
[41 empty] | 523 | 1047 |  |  | 1
[41 empty] | 524 | 1049 |  |  | 1
[41 empty] | 525 | 1051 |  |  | 1
[41 empty] | 526 | 1053 |  |  | 1
[41 empty] | 527 | 1055 |  |  | 1
[41 empty] | 528 | 1057 |  |  | 1
[41 empty] | 529 | 1059 |  |  | 1
[41 empty] | 530 | 1061 |  |  | 1
[41 empty] | 531 | 1063 |  |  | 1
[41 empty] | 532 | 1065 |  |  | 1
[41 empty] | 533 | 1067 |  |  | 1
[41 empty] | 534 | 1069 |  |  | 1
[41 empty] | 535 | 1071 |  |  | 1
[41 empty] | 536 | 1073 |  |  | 1
[41 empty] | 537 | 1075 |  |  | 1
[41 empty] | 538 | 1077 |  |  | 1
[41 empty] | 539 | 1079 |  |  | 1
[41 empty] | 540 | 1081 |  |  | 1
[41 empty] | 541 | 1083 |  |  | 1
[41 empty] | 542 | 1085 |  |  | 1
[41 empty] | 543 | 1087 |  |  | 1
[41 empty] | 544 | 1089 |  |  | 1
[41 empty] | 545 | 1091 |  |  | 1
[41 empty] | 546 | 1093 |  |  | 1
[41 empty] | 547 | 1095 |  |  | 1
[41 empty] | 548 | 1097 |  |  | 1
[41 empty] | 549 | 1099 |  |  | 1
[41 empty] | 550 | 1101 |  |  | 1
[41 empty] | 551 | 1103 |  |  | 1
[41 empty] | 552 | 1105 |  |  | 1
[41 empty] | 553 | 1107 |  |  | 1
[41 empty] | 554 | 1109 |  |  | 1
[41 empty] | 555 | 1111 |  |  | 1
[41 empty] | 556 | 1113 |  |  | 1
[41 empty] | 557 | 1115 |  |  | 1
[41 empty] | 558 | 1117 |  |  | 1
[41 empty] | 559 | 1119 |  |  | 1
[41 empty] | 560 | 1121 |  |  | 1
[41 empty] | 561 | 1123 |  |  | 1
[41 empty] | 562 | 1125 |  |  | 1
[41 empty] | 563 | 1127 |  |  | 1
[41 empty] | 564 | 1129 |  |  | 1
[41 empty] | 565 | 1131 |  |  | 1
[41 empty] | 566 | 1133 |  |  | 1
[41 empty] | 567 | 1135 |  |  | 1
[41 empty] | 568 | 1137 |  |  | 1
[41 empty] | 569 | 1139 |  |  | 1
[41 empty] | 570 | 1141 |  |  | 1
[41 empty] | 571 | 1143 |  |  | 1
[41 empty] | 572 | 1145 |  |  | 1
[41 empty] | 573 | 1147 |  |  | 1
[41 empty] | 574 | 1149 |  |  | 1
[41 empty] | 575 | 1151 |  |  | 1
[41 empty] | 576 | 1153 |  |  | 1
[41 empty] | 577 | 1155 |  |  | 1
[41 empty] | 578 | 1157 |  |  | 1
[41 empty] | 579 | 1159 |  |  | 1
[41 empty] | 580 | 1161 |  |  | 1
[41 empty] | 581 | 1163 |  |  | 1
[41 empty] | 582 | 1165 |  |  | 1
[41 empty] | 583 | 1167 |  |  | 1
[41 empty] | 584 | 1169 |  |  | 1
[41 empty] | 585 | 1171 |  |  | 1
[41 empty] | 586 | 1173 |  |  | 1
[41 empty] | 587 | 1175 |  |  | 1
[41 empty] | 588 | 1177 |  |  | 1
[41 empty] | 589 | 1179 |  |  | 1
[41 empty] | 590 | 1181 |  |  | 1
[41 empty] | 591 | 1183 |  |  | 1
[41 empty] | 592 | 1185 |  |  | 1
[41 empty] | 593 | 1187 |  |  | 1
[41 empty] | 594 | 1189 |  |  | 1
[41 empty] | 595 | 1191 |  |  | 1
[41 empty] | 596 | 1193 |  |  | 1
[41 empty] | 597 | 1195 |  |  | 1
[41 empty] | 598 | 1197 |  |  | 1
[41 empty] | 599 | 1199 |  |  | 1
[41 empty] | 600 | 1201 |  |  | 1
[41 empty] | 601 | 1203 |  |  | 1
[41 empty] | 602 | 1205 |  |  | 1
[41 empty] | 603 | 1207 |  |  | 1
[41 empty] | 604 | 1209 |  |  | 1
[41 empty] | 605 | 1211 |  |  | 1
[41 empty] | 606 | 1213 |  |  | 1
[41 empty] | 607 | 1215 |  |  | 1
[41 empty] | 608 | 1217 |  |  | 1
[41 empty] | 609 | 1219 |  |  | 1
[41 empty] | 610 | 1221 |  |  | 1
[41 empty] | 611 | 1223 |  |  | 1
[41 empty] | 612 | 1225 |  |  | 1
[41 empty] | 613 | 1227 |  |  | 1
[41 empty] | 614 | 1229 |  |  | 1
[41 empty] | 615 | 1231 |  |  | 1
[41 empty] | 616 | 1233 |  |  | 1
[41 empty] | 617 | 1235 |  |  | 1
[41 empty] | 618 | 1237 |  |  | 1
[41 empty] | 619 | 1239 |  |  | 1
[41 empty] | 620 | 1241 |  |  | 1
[41 empty] | 621 | 1243 |  |  | 1
[41 empty] | 622 | 1245 |  |  | 1
[41 empty] | 623 | 1247 |  |  | 1
[41 empty] | 624 | 1249 |  |  | 1
[41 empty] | 625 | 1251 |  |  | 1
[41 empty] | 626 | 1253 |  |  | 1
[41 empty] | 627 | 1255 |  |  | 1
[41 empty] | 628 | 1257 |  |  | 1
[41 empty] | 629 | 1259 |  |  | 1
[41 empty] | 630 | 1261 |  |  | 1
[41 empty] | 631 | 1263 |  |  | 1
[41 empty] | 632 | 1265 |  |  | 1
[41 empty] | 633 | 1267 |  |  | 1
[41 empty] | 634 | 1269 |  |  | 1
[41 empty] | 635 | 1271 |  |  | 1
[41 empty] | 636 | 1273 |  |  | 1
[41 empty] | 637 | 1275 |  |  | 1
[41 empty] | 638 | 1277 |  |  | 1
[41 empty] | 639 | 1279 |  |  | 1
[41 empty] | 640 | 1281 |  |  | 1
[41 empty] | 641 | 1283 |  |  | 1
[41 empty] | 642 | 1285 |  |  | 1
[41 empty] | 643 | 1287 |  |  | 1
[41 empty] | 644 | 1289 |  |  | 1
[41 empty] | 645 | 1291 |  |  | 1
[41 empty] | 646 | 1293 |  |  | 1
[41 empty] | 647 | 1295 |  |  | 1
[41 empty] | 648 | 1297 |  |  | 1
[41 empty] | 649 | 1299 |  |  | 1
[41 empty] | 650 | 1301 |  |  | 1
[41 empty] | 651 | 1303 |  |  | 1
[41 empty] | 652 | 1305 |  |  | 1
[41 empty] | 653 | 1307 |  |  | 1
[41 empty] | 654 | 1309 |  |  | 1
[41 empty] | 655 | 1311 |  |  | 1
[41 empty] | 656 | 1313 |  |  | 1
[41 empty] | 657 | 1315 |  |  | 1
[41 empty] | 658 | 1317 |  |  | 1
[41 empty] | 659 | 1319 |  |  | 1
[41 empty] | 660 | 1321 |  |  | 1
[41 empty] | 661 | 1323 |  |  | 1
[41 empty] | 662 | 1325 |  |  | 1
[41 empty] | 663 | 1327 |  |  | 1
[41 empty] | 664 | 1329 |  |  | 1
[41 empty] | 665 | 1331 |  |  | 1
[41 empty] | 666 | 1333 |  |  | 1
[41 empty] | 667 | 1335 |  |  | 1
[41 empty] | 668 | 1337 |  |  | 1
[41 empty] | 669 | 1339 |  |  | 1
[41 empty] | 670 | 1341 |  |  | 1
[41 empty] | 671 | 1343 |  |  | 1
[41 empty] | 672 | 1345 |  |  | 1
[41 empty] | 673 | 1347 |  |  | 1
[41 empty] | 674 | 1349 |  |  | 1
[41 empty] | 675 | 1351 |  |  | 1
[41 empty] | 676 | 1353 |  |  | 1
[41 empty] | 677 | 1355 |  |  | 1
[41 empty] | 678 | 1357 |  |  | 1
[41 empty] | 679 | 1359 |  |  | 1
[41 empty] | 680 | 1361 |  |  | 1
[41 empty] | 681 | 1363 |  |  | 1
[41 empty] | 682 | 1365 |  |  | 1
[41 empty] | 683 | 1367 |  |  | 1
[41 empty] | 684 | 1369 |  |  | 1
[41 empty] | 685 | 1371 |  |  | 1
[41 empty] | 686 | 1373 |  |  | 1
[41 empty] | 687 | 1375 |  |  | 1
[41 empty] | 688 | 1377 |  |  | 1
[41 empty] | 689 | 1379 |  |  | 1
[41 empty] | 690 | 1381 |  |  | 1
[41 empty] | 691 | 1383 |  |  | 1
[41 empty] | 692 | 1385 |  |  | 1
[41 empty] | 693 | 1387 |  |  | 1
[41 empty] | 694 | 1389 |  |  | 1
[41 empty] | 695 | 1391 |  |  | 1
[41 empty] | 696 | 1393 |  |  | 1
[41 empty] | 697 | 1395 |  |  | 1
[41 empty] | 698 | 1397 |  |  | 1
1
1
1
1
1
1
1
1
1
1
1
1
1
1
1
1
1
1
1
1
1
1
1
1
1
1
1
1

## $Templ_Data
|  |  | [Zone TemplGroup] : [Zone TemplName] |  | Clg Dsn Space Temp | Clg Dsn Space RH | Htg Dsn Space Temp | Htg Dsn Space RH | Min OA ACH | Min SA ACH | Light Pwr | Light Unit | TaskLgt Pwr | TaskLgt Unit | Equip Pwr | Equip Unit | Occ Num | Occ Unit
| 1 |  | 2 | 3 | 4 | 5 | 6 | 7 | 8 | 9 | 10 | 11 | 12 | 13 | 14 | 15 | 16 | 17 | 18 | 19 | 20 | 21 | 22 | 23 | 24 | 25 | 26 | 27 | 28 | 29 | 30
! | ************************************************* Zone Template Data *******************************************
!
!
! |  |  |  |  | Temp | Hum | Temp | Hum | OA | S/A | Lgt | Unit | Tsk | Unit | Eqp | Unit | Occ | Unit | Rp | Ra | [8 empty] | Max Ceiling | Max Ceiling
! |  |  | 4: Clg; 5: Clg; 6: Htg; 7: Htg; 8: AC/h; 9: AC/h; 18: L/s; 19: L/s
! |  |  | 18: /m2; 19: /occ
! | 1 | :
! | 2 | ADMIN : Admitting | 2: ADMIN : Admitting; 4: 24; 5: 60; 6: 20; 7: 30; 8: 2; 9: 6; 10: 1.42; 11: W/m2; 12: 1.52; 13: W/m2; 14: 1.62; 15: W/m2; 16: 0.51; 17: m2/occ; 28: 2.701; 29: 2.701
! | 3 | ADMIN : Conference | 2: ADMIN : Conference; 4: 24; 5: 60; 6: 20; 7: 30; 8: 0; 9: 10; 10: 1.39; 11: W/m2; 12: 1.49; 13: W/m2; 14: 1.59; 15: W/m2; 16: 0.48; 17: m2/occ; 28: 2.702; 29: 2.702
! | 4 | ADMIN : Locker | 2: ADMIN : Locker; 4: 24; 5: 60; 6: 20; 7: 30; 8: 2; 9: 6; 10: 1.4; 11: W/m2; 12: 1.5; 13: W/m2; 14: 1.6; 15: W/m2; 16: 0.49; 17: m2/occ; 28: 2.703; 29: 2.703
! | 5 | ADMIN : Offices | 2: ADMIN : Offices; 4: 24; 5: 60; 6: 20; 7: 30; 8: 2; 9: 6; 10: 1.41; 11: W/m2; 12: 1.51; 13: W/m2; 14: 1.61; 15: W/m2; 16: 0.5; 17: m2/occ; 28: 2.704; 29: 2.704
! | 6 | ADMIN : Storage | 2: ADMIN : Storage; 4: 24; 5: 60; 6: 20; 7: 30; 8: 0; 9: 2; 10: 1.38; 11: W/m2; 12: 1.48; 13: W/m2; 14: 1.58; 15: W/m2; 16: 0.47; 17: m2/occ; 28: 2.705; 29: 2.705
! | 7 | CLINICAL : Ambulatory Care Clinic Areas | 2: CLINICAL : Ambulatory Care Clinic Areas; 4: 24; 5: 60; 6: 20; 7: 30; 8: 2; 9: 9; 10: 1.01; 11: W/m2; 12: 1.11; 13: W/m2; 14: 1.21; 15: W/m2; 16: 0.1; 17: m2/occ; 28: 2.706; 29: 2.706
! | 8 | CLINICAL : Dialysis Unit | 2: CLINICAL : Dialysis Unit; 4: 24; 5: 60; 6: 22; 7: 30; 8: 3; 9: 9; 10: 1.3; 11: W/m2; 12: 1.4; 13: W/m2; 14: 1.5; 15: W/m2; 16: 0.39; 17: m2/occ; 28: 2.707; 29: 2.707
! | 9 | CLINICAL : Film Processing (Chemical) | 2: CLINICAL : Film Processing (Chemical); 4: 24; 5: 60; 6: 20; 7: 30; 8: 2; 9: 6; 10: 1.29; 11: W/m2; 12: 1.39; 13: W/m2; 14: 1.49; 15: W/m2; 16: 0.38; 17: m2/occ; 28: 2.708; 29: 2.708
! | 10 | CLINICAL : Film Storage | 2: CLINICAL : Film Storage; 4: 24; 5: 60; 6: 20; 7: 30; 8: 0; 9: 4; 10: 1.28; 11: W/m2; 12: 1.38; 13: W/m2; 14: 1.48; 15: W/m2; 16: 0.37; 17: m2/occ; 28: 2.709; 29: 2.709
! | 11 | CLINICAL : General | 2: CLINICAL : General; 4: 24; 5: 60; 6: 22; 7: 30; 8: 3; 9: 12; 10: 1.45; 11: W/m2; 12: 1.55; 13: W/m2; 14: 1.65; 15: W/m2; 16: 0.54; 17: m2/occ; 28: 2.71; 29: 2.71
! | 12 | CLINICAL : Janitor's Closet | 2: CLINICAL : Janitor's Closet; 8: 0; 9: 10; 10: 1.44; 11: W/m2; 12: 1.54; 13: W/m2; 14: 1.64; 15: W/m2; 16: 0.53; 17: m2/occ; 28: 2.711; 29: 2.711
! | 13 | CLINICAL : Nuclear Medicine | 2: CLINICAL : Nuclear Medicine; 4: 24; 5: 60; 6: 20; 7: 30; 8: 3; 9: 9; 10: 1.24; 11: W/m2; 12: 1.34; 13: W/m2; 14: 1.44; 15: W/m2; 16: 0.33; 17: m2/occ; 28: 2.712; 29: 2.712
! | 14 | CLINICAL : Radiation Treatment Bunker | 2: CLINICAL : Radiation Treatment Bunker; 4: 24; 5: 60; 6: 20; 7: 30; 8: 4; 9: 12; 10: 1.82; 11: W/m2; 12: 1.92; 13: W/m2; 14: 2.02; 15: W/m2; 16: 0.91; 17: m2/occ; 28: 2.713; 29: 2.713
! | 15 | CLINICAL : Respiratory Therapy Clinic | 2: CLINICAL : Respiratory Therapy Clinic; 4: 24; 5: 60; 6: 22; 7: 30; 8: 3; 9: 9; 10: 1.83; 11: W/m2; 12: 1.93; 13: W/m2; 14: 2.03; 15: W/m2; 16: 0.92; 17: m2/occ; 28: 2.714; 29: 2.714
! | 16 | CLINICAL : Respiratory Therapy Workroom | 2: CLINICAL : Respiratory Therapy Workroom; 4: 24; 5: 60; 6: 22; 7: 30; 8: 3; 9: 10; 10: 1.84; 11: W/m2; 12: 1.94; 13: W/m2; 14: 2.04; 15: W/m2; 16: 0.93; 17: m2/occ; 28: 2.715; 29: 2.715
! | 17 | CRITICAL-INTENSIVE : Airborne Infection Isolation | 2: CRITICAL-INTENSIVE : Airborne Infection Isolation; 4: 24; 5: 60; 6: 22; 7: 30; 8: 3; 9: 12; 10: 1.88; 11: W/m2; 12: 1.98; 13: W/m2; 14: 2.08; 15: W/m2; 16: 0.97; 17: m2/occ; 28: 2.716; 29: 2.716
! | 18 | CRITICAL-INTENSIVE : Airborne Precaution | 2: CRITICAL-INTENSIVE : Airborne Precaution; 4: 24; 5: 60; 6: 22; 7: 30; 8: 3; 9: 12; 10: 1.89; 11: W/m2; 12: 1.99; 13: W/m2; 14: 2.09; 15: W/m2; 16: 0.98; 17: m2/occ; 28: 2.717; 29: 2.717
! | 19 | CRITICAL-INTENSIVE : Anteroom | 2: CRITICAL-INTENSIVE : Anteroom; 4: 24; 5: 60; 6: 22; 7: 30; 8: 3; 9: 9; 10: 1.85; 11: W/m2; 12: 1.95; 13: W/m2; 14: 2.05; 15: W/m2; 16: 0.94; 17: m2/occ; 28: 2.718; 29: 2.718
! | 20 | CRITICAL-INTENSIVE : Burn Unit | 2: CRITICAL-INTENSIVE : Burn Unit; 4: 30; 5: 60; 6: 24; 7: 30; 8: 5; 9: 15; 10: 1.86; 11: W/m2; 12: 1.96; 13: W/m2; 14: 2.06; 15: W/m2; 16: 0.95; 17: m2/occ; 28: 2.719; 29: 2.719
! | 21 | CRITICAL-INTENSIVE : Coronary Care Unit | 2: CRITICAL-INTENSIVE : Coronary Care Unit; 4: 24; 5: 60; 6: 20; 7: 30; 8: 3; 9: 9; 10: 1.17; 11: W/m2; 12: 1.27; 13: W/m2; 14: 1.37; 15: W/m2; 16: 0.26; 17: m2/occ; 28: 2.72; 29: 2.72
! | 22 | CRITICAL-INTENSIVE : Critical/Intensive Care Unit | 2: CRITICAL-INTENSIVE : Critical/Intensive Care Unit; 4: 24; 5: 60; 6: 22; 7: 30; 8: 3; 9: 9; 10: 1.16; 11: W/m2; 12: 1.26; 13: W/m2; 14: 1.36; 15: W/m2; 16: 0.25; 17: m2/occ; 28: 2.721; 29: 2.721
! | 23 | CRITICAL-INTENSIVE : NICU, Level 2 Nursery | 2: CRITICAL-INTENSIVE : NICU, Level 2 Nursery; 4: 27; 5: 60; 6: 24; 7: 30; 8: 3; 9: 9; 10: 1.15; 11: W/m2; 12: 1.25; 13: W/m2; 14: 1.35; 15: W/m2; 16: 0.24; 17: m2/occ; 28: 2.722; 29: 2.722
! | 24 | CRITICAL-INTENSIVE : Protective Environment | 2: CRITICAL-INTENSIVE : Protective Environment; 4: 24; 5: 60; 6: 22; 7: 30; 8: 3; 9: 12; 10: 1.87; 11: W/m2; 12: 1.97; 13: W/m2; 14: 2.07; 15: W/m2; 16: 0.96; 17: m2/occ; 28: 2.723; 29: 2.723
! | 25 | DENTAL SUITE : Clinic | 2: DENTAL SUITE : Clinic; 4: 24; 5: 60; 6: 20; 7: 30; 8: 2; 9: 6; 10: 1.18; 11: W/m2; 12: 1.28; 13: W/m2; 14: 1.38; 15: W/m2; 16: 0.27; 17: m2/occ; 28: 2.724; 29: 2.724
! | 26 | DENTAL SUITE : Minor Procedures | 2: DENTAL SUITE : Minor Procedures; 4: 24; 5: 60; 6: 20; 7: 30; 8: 3; 9: 9; 10: 1.19; 11: W/m2; 12: 1.29; 13: W/m2; 14: 1.39; 15: W/m2; 16: 0.28; 17: m2/occ; 28: 2.725; 29: 2.725
! | 27 | EMERGENCY : Decontamination | 2: EMERGENCY : Decontamination; 4: 24; 5: 60; 6: 22; 7: 30; 8: 0; 9: 15; 10: 1.36; 11: W/m2; 12: 1.46; 13: W/m2; 14: 1.56; 15: W/m2; 16: 0.45; 17: m2/occ; 28: 2.726; 29: 2.726
! | 28 | EMERGENCY : Detoxification | 2: EMERGENCY : Detoxification; 4: 24; 5: 60; 6: 20; 7: 30; 8: 2; 9: 6; 10: 1.2; 11: W/m2; 12: 1.3; 13: W/m2; 14: 1.4; 15: W/m2; 16: 0.29; 17: m2/occ; 28: 2.727; 29: 2.727
! | 29 | EMERGENCY : Exam/Treatment | 2: EMERGENCY : Exam/Treatment; 4: 24; 5: 60; 6: 22; 7: 30; 8: 4; 9: 12; 10: 1.32; 11: W/m2; 12: 1.42; 13: W/m2; 14: 1.52; 15: W/m2; 16: 0.41; 17: m2/occ; 28: 2.728; 29: 2.728
! | 30 | EMERGENCY : Fracture/Cast | 2: EMERGENCY : Fracture/Cast; 4: 24; 5: 60; 6: 22; 7: 30; 8: 4; 9: 12; 10: 1.34; 11: W/m2; 12: 1.44; 13: W/m2; 14: 1.54; 15: W/m2; 16: 0.43; 17: m2/occ; 28: 2.729; 29: 2.729
! | 31 | EMERGENCY : General | 2: EMERGENCY : General; 4: 24; 5: 60; 6: 22; 7: 30; 8: 4; 9: 12; 10: 1.31; 11: W/m2; 12: 1.41; 13: W/m2; 14: 1.51; 15: W/m2; 16: 0.4; 17: m2/occ; 28: 2.73; 29: 2.73
! | 32 | EMERGENCY : Resuscitation or Major Assessments | 2: EMERGENCY : Resuscitation or Major Assessments; 4: 24; 5: 60; 6: 22; 7: 30; 8: 4; 9: 12; 10: 1.33; 11: W/m2; 12: 1.43; 13: W/m2; 14: 1.53; 15: W/m2; 16: 0.42; 17: m2/occ; 28: 2.731; 29: 2.731
! | 33 | EMERGENCY : Trauma Room/Life Support | 2: EMERGENCY : Trauma Room/Life Support; 4: 24; 5: 60; 6: 22; 7: 30; 8: 5; 9: 15; 10: 1.35; 11: W/m2; 12: 1.45; 13: W/m2; 14: 1.55; 15: W/m2; 16: 0.44; 17: m2/occ; 28: 2.732; 29: 2.732
! | 34 | EXAMINATION/TREATMENT : Examination/Treatment | 2: EXAMINATION/TREATMENT : Examination/Treatment; 4: 24; 5: 60; 6: 22; 7: 30; 8: 2; 9: 6; 10: 1.37; 11: W/m2; 12: 1.47; 13: W/m2; 14: 1.57; 15: W/m2; 16: 0.46; 17: m2/occ; 28: 2.733; 29: 2.733
! | 35 | GENERAL : Clean Utility | 2: GENERAL : Clean Utility; 4: 24; 5: 60; 6: 22; 7: 30; 8: 2; 9: 6; 10: 1.12; 11: W/m2; 12: 1.22; 13: W/m2; 14: 1.32; 15: W/m2; 16: 0.21; 17: m2/occ; 28: 2.734; 29: 2.734
! | 36 | GENERAL : Corridors | 2: GENERAL : Corridors; 4: 24; 5: 60; 6: 20; 7: 30; 8: 1; 9: 3; 10: 1.14; 11: W/m2; 12: 1.24; 13: W/m2; 14: 1.34; 15: W/m2; 16: 0.23; 17: m2/occ; 28: 2.735; 29: 2.735
! | 37 | GENERAL : Dining | 2: GENERAL : Dining; 4: 24; 5: 60; 6: 20; 7: 30; 8: 2; 9: 6; 10: 1.23; 11: W/m2; 12: 1.33; 13: W/m2; 14: 1.43; 15: W/m2; 16: 0.32; 17: m2/occ; 28: 2.736; 29: 2.736
! | 38 | GENERAL : Medication Room | 2: GENERAL : Medication Room; 4: 24; 5: 60; 6: 22; 7: 30; 8: 2; 9: 6; 10: 1.13; 11: W/m2; 12: 1.23; 13: W/m2; 14: 1.33; 15: W/m2; 16: 0.22; 17: m2/occ; 28: 2.737; 29: 2.737
! | 39 | GENERAL : Soiled Utility | 2: GENERAL : Soiled Utility; 8: 0; 9: 10; 10: 1.11; 11: W/m2; 12: 1.21; 13: W/m2; 14: 1.31; 15: W/m2; 16: 0.2; 17: m2/occ; 28: 2.738; 29: 2.738
! | 40 | LABORATORY : Animal Research and Lab:Holdings | 2: LABORATORY : Animal Research and Lab:Holdings; 4: 24; 5: 60; 6: 20; 7: 30; 8: 3; 9: 12; 10: 1.04; 11: W/m2; 12: 1.14; 13: W/m2; 14: 1.24; 15: W/m2; 16: 0.13; 17: m2/occ; 28: 2.739; 29: 2.739
! | 41 | LABORATORY : Animal Research and Lab:Surgery | 2: LABORATORY : Animal Research and Lab:Surgery; 4: 24; 5: 60; 6: 20; 7: 30; 8: 15; 9: 20; 10: 1.05; 11: W/m2; 12: 1.15; 13: W/m2; 14: 1.25; 15: W/m2; 16: 0.14; 17: m2/occ; 28: 2.74; 29: 2.74
! | 42 | LABORATORY : Media Preparation/Tissue Culture | 2: LABORATORY : Media Preparation/Tissue Culture; 4: 24; 5: 60; 6: 22; 7: 30; 8: 3; 9: 12; 10: 1.46; 11: W/m2; 12: 1.56; 13: W/m2; 14: 1.66; 15: W/m2; 16: 0.55; 17: m2/occ; 28: 2.741; 29: 2.741
! | 43 | MATERNAL NEWBORN : Caesarean Delivery | 2: MATERNAL NEWBORN : Caesarean Delivery; 4: 24; 5: 60; 6: 20; 7: 40; 8: 6; 9: 20; 10: 1.54; 11: W/m2; 12: 1.64; 13: W/m2; 14: 1.74; 15: W/m2; 16: 0.63; 17: m2/occ; 28: 2.742; 29: 2.742
! | 44 | MATERNAL NEWBORN : Labour and Birthing | 2: MATERNAL NEWBORN : Labour and Birthing; 4: 24; 5: 60; 6: 22; 7: 30; 8: 3; 9: 9; 10: 1.53; 11: W/m2; 12: 1.63; 13: W/m2; 14: 1.73; 15: W/m2; 16: 0.62; 17: m2/occ; 28: 2.743; 29: 2.743
! | 45 | MATERNAL NEWBORN : Nurseries | 2: MATERNAL NEWBORN : Nurseries; 4: 27; 5: 60; 6: 24; 7: 30; 8: 2; 9: 6; 10: 1.55; 11: W/m2; 12: 1.65; 13: W/m2; 14: 1.75; 15: W/m2; 16: 0.64; 17: m2/occ; 28: 2.744; 29: 2.744
! | 46 | MORGUE : Autopsy/morgue | 2: MORGUE : Autopsy/morgue; 4: 20; 5: 60; 6: 18; 7: 30; 8: 3; 9: 20; 10: 1.06; 11: W/m2; 12: 1.16; 13: W/m2; 14: 1.26; 15: W/m2; 16: 0.15; 17: m2/occ; 28: 2.745; 29: 2.745
! | 47 | MORGUE : Morgue | 2: MORGUE : Morgue; 4: 20; 5: 60; 6: 18; 7: 30; 8: 0; 9: 10; 10: 1.07; 11: W/m2; 12: 1.17; 13: W/m2; 14: 1.27; 15: W/m2; 16: 0.16; 17: m2/occ; 28: 2.746; 29: 2.746
! | 48 | PATIENT CARE : Hydrotherapy Tub | 2: PATIENT CARE : Hydrotherapy Tub; 4: 27; 5: 60; 6: 24; 7: 30; 8: 3; 9: 9; 10: 1.43; 11: W/m2; 12: 1.53; 13: W/m2; 14: 1.63; 15: W/m2; 16: 0.52; 17: m2/occ; 28: 2.747; 29: 2.747
! | 49 | PATIENT CARE : Occupational Therapy | 2: PATIENT CARE : Occupational Therapy; 4: 24; 5: 60; 6: 20; 7: 30; 8: 2; 9: 6; 10: 1.66; 11: W/m2; 12: 1.76; 13: W/m2; 14: 1.86; 15: W/m2; 16: 0.75; 17: m2/occ; 28: 2.748; 29: 2.748
! | 50 | PATIENT CARE : Patient Rm Class A Facility | 2: PATIENT CARE : Patient Rm Class A Facility; 4: 24; 5: 60; 6: 22; 7: 30; 8: 2; 9: 6; 10: 1.67; 11: W/m2; 12: 1.77; 13: W/m2; 14: 1.87; 15: W/m2; 16: 0.76; 17: m2/occ; 28: 2.749; 29: 2.749
! | 51 | PATIENT CARE : Patient Rm Class B Facility | 2: PATIENT CARE : Patient Rm Class B Facility; 4: 24; 5: 60; 6: 22; 7: 30; 8: 2; 9: 4; 10: 1.68; 11: W/m2; 12: 1.78; 13: W/m2; 14: 1.88; 15: W/m2; 16: 0.77; 17: m2/occ; 28: 2.75; 29: 2.75
! | 52 | PATIENT CARE : Patient Waitings | 2: PATIENT CARE : Patient Waitings; 4: 24; 5: 60; 6: 22; 7: 30; 8: 4; 9: 12; 10: 1.69; 11: W/m2; 12: 1.79; 13: W/m2; 14: 1.89; 15: W/m2; 16: 0.78; 17: m2/occ; 28: 2.751; 29: 2.751
! | 53 | PATIENT CARE : Patient Washrooms/Toilets | 2: PATIENT CARE : Patient Washrooms/Toilets; 4: 24; 6: 22; 8: 0; 9: 9; 10: 1.7; 11: W/m2; 12: 1.8; 13: W/m2; 14: 1.9; 15: W/m2; 16: 0.79; 17: m2/occ; 28: 2.752; 29: 2.752
! | 54 | PATIENT CARE : Physiotherapy | 2: PATIENT CARE : Physiotherapy; 4: 24; 5: 60; 6: 22; 7: 30; 8: 0; 9: 9; 10: 1.8; 11: W/m2; 12: 1.9; 13: W/m2; 14: 2; 15: W/m2; 16: 0.89; 17: m2/occ; 28: 2.753; 29: 2.753
! | 55 | PATIENT CARE : Physiotherapy Pool | 2: PATIENT CARE : Physiotherapy Pool; 4: 27; 6: 24; 8: 0; 9: 9; 10: 1.81; 11: W/m2; 12: 1.91; 13: W/m2; 14: 2.01; 15: W/m2; 16: 0.9; 17: m2/occ; 28: 2.754; 29: 2.754
! | 56 | PROCEDURE : Angio & Special Control | 2: PROCEDURE : Angio & Special Control; 4: 24; 5: 60; 6: 20; 7: 30; 8: 6; 9: 20; 10: 1.27; 11: W/m2; 12: 1.37; 13: W/m2; 14: 1.47; 15: W/m2; 16: 0.36; 17: m2/occ; 28: 2.755; 29: 2.755
! | 57 | PROCEDURE : Angio & Special Equipment | 2: PROCEDURE : Angio & Special Equipment; 4: 24; 5: 60; 6: 20; 7: 30; 8: 6; 9: 20; 10: 1.26; 11: W/m2; 12: 1.36; 13: W/m2; 14: 1.46; 15: W/m2; 16: 0.35; 17: m2/occ; 28: 2.756; 29: 2.756
! | 58 | PROCEDURE : Angio & Special procedure | 2: PROCEDURE : Angio & Special procedure; 4: 24; 5: 60; 6: 20; 7: 30; 8: 6; 9: 20; 10: 1.25; 11: W/m2; 12: 1.35; 13: W/m2; 14: 1.45; 15: W/m2; 16: 0.34; 17: m2/occ; 28: 2.757; 29: 2.757
! | 59 | PROCEDURE : Cardiac catheterization Control | 2: PROCEDURE : Cardiac catheterization Control; 4: 24; 5: 60; 6: 20; 7: 30; 8: 6; 9: 20; 10: 1.1; 11: W/m2; 12: 1.2; 13: W/m2; 14: 1.3; 15: W/m2; 16: 0.19; 17: m2/occ; 28: 2.758; 29: 2.758
! | 60 | PROCEDURE : Cardiac catheterization Equipment | 2: PROCEDURE : Cardiac catheterization Equipment; 4: 24; 5: 60; 6: 20; 7: 30; 8: 6; 9: 20; 10: 1.09; 11: W/m2; 12: 1.19; 13: W/m2; 14: 1.29; 15: W/m2; 16: 0.18; 17: m2/occ; 28: 2.759; 29: 2.759
! | 61 | PROCEDURE : Cardiac Catheterization Procedure | 2: PROCEDURE : Cardiac Catheterization Procedure; 4: 24; 5: 60; 6: 20; 7: 30; 8: 6; 9: 20; 10: 1.08; 11: W/m2; 12: 1.18; 13: W/m2; 14: 1.28; 15: W/m2; 16: 0.17; 17: m2/occ; 28: 2.76; 29: 2.76
! | 62 | STERILE PROCESSING : Decontamination/Soiled | 2: STERILE PROCESSING : Decontamination/Soiled; 4: 20; 5: 60; 6: 18; 7: 30; 8: 2; 9: 10; 10: 1.56; 11: W/m2; 12: 1.66; 13: W/m2; 14: 1.76; 15: W/m2; 16: 0.65; 17: m2/occ; 28: 2.761; 29: 2.761
! | 63 | STERILE PROCESSING : Ethylene Oxide Sterilizer | 2: STERILE PROCESSING : Ethylene Oxide Sterilizer; 4: 24; 5: 60; 6: 22; 7: 30; 8: 0; 9: 10; 10: 1.57; 11: W/m2; 12: 1.67; 13: W/m2; 14: 1.77; 15: W/m2; 16: 0.66; 17: m2/occ; 28: 2.762; 29: 2.762
! | 64 | STERILE PROCESSING : Prep. and Pack/Clean Workroom | 2: STERILE PROCESSING : Prep. and Pack/Clean Workroom; 4: 23; 5: 60; 6: 18; 7: 30; 8: 3; 9: 10; 10: 1.58; 11: W/m2; 12: 1.68; 13: W/m2; 14: 1.78; 15: W/m2; 16: 0.67; 17: m2/occ; 28: 2.763; 29: 2.763
! | 65 | STERILE PROCESSING : Scope Reprocessing | 2: STERILE PROCESSING : Scope Reprocessing; 4: 23; 5: 60; 6: 20; 7: 30; 8: 0; 9: 10; 10: 1.59; 11: W/m2; 12: 1.69; 13: W/m2; 14: 1.79; 15: W/m2; 16: 0.68; 17: m2/occ; 28: 2.764; 29: 2.764
! | 66 | STERILE PROCESSING : Sterile Storage | 2: STERILE PROCESSING : Sterile Storage; 4: 23; 5: 60; 6: 20; 7: 30; 8: 0; 9: 4; 10: 1.6; 11: W/m2; 12: 1.7; 13: W/m2; 14: 1.8; 15: W/m2; 16: 0.69; 17: m2/occ; 28: 2.765; 29: 2.765
! | 67 | SUPPORT : Anaesthesia Storage | 2: SUPPORT : Anaesthesia Storage; 4: 24; 5: 60; 6: 20; 7: 30; 8: 0; 9: 8; 10: 1.02; 11: W/m2; 12: 1.12; 13: W/m2; 14: 1.22; 15: W/m2; 16: 0.11; 17: m2/occ; 28: 2.766; 29: 2.766
! | 68 | SUPPORT : Anaesthetic Equipment Workroom | 2: SUPPORT : Anaesthetic Equipment Workroom; 4: 24; 5: 60; 6: 20; 7: 30; 8: 2; 9: 8; 10: 1.03; 11: W/m2; 12: 1.13; 13: W/m2; 14: 1.23; 15: W/m2; 16: 0.12; 17: m2/occ; 28: 2.767; 29: 2.767
! | 69 | SUPPORT : Biomedical Waste Storage and Processing | 2: SUPPORT : Biomedical Waste Storage and Processing; 8: 0; 9: 10; 10: 1.99; 11: W/m2; 12: 2.09; 13: W/m2; 14: 2.19; 15: W/m2; 16: 1.08; 17: m2/occ; 28: 2.768; 29: 2.768
! | 70 | SUPPORT : Boiler | 2: SUPPORT : Boiler; 8: 0; 9: 3; 10: 1.73; 11: W/m2; 12: 1.83; 13: W/m2; 14: 1.93; 15: W/m2; 16: 0.82; 17: m2/occ; 28: 2.769; 29: 2.769
! | 71 | SUPPORT : Chiller | 2: SUPPORT : Chiller; 8: 0; 9: 3; 10: 1.72; 11: W/m2; 12: 1.82; 13: W/m2; 14: 1.92; 15: W/m2; 16: 0.81; 17: m2/occ; 28: 2.77; 29: 2.77
! | 72 | SUPPORT : Clean Linen Folding | 2: SUPPORT : Clean Linen Folding; 4: 23; 5: 60; 6: 20; 7: 30; 8: 2; 9: 10; 10: 1.5; 11: W/m2; 12: 1.6; 13: W/m2; 14: 1.7; 15: W/m2; 16: 0.59; 17: m2/occ; 28: 2.771; 29: 2.771
! | 73 | SUPPORT : Clean Linen Storage | 2: SUPPORT : Clean Linen Storage; 4: 23; 5: 60; 6: 20; 7: 30; 8: 1; 9: 4; 10: 1.51; 11: W/m2; 12: 1.61; 13: W/m2; 14: 1.71; 15: W/m2; 16: 0.6; 17: m2/occ; 28: 2.772; 29: 2.772
! | 74 | SUPPORT : Dishwashing | 2: SUPPORT : Dishwashing; 4: 24; 6: 20; 8: 2; 9: 10; 10: 1.22; 11: W/m2; 12: 1.32; 13: W/m2; 14: 1.42; 15: W/m2; 16: 0.31; 17: m2/occ; 28: 2.773; 29: 2.773
! | 75 | SUPPORT : Domestic Water Service | 2: SUPPORT : Domestic Water Service; 8: 0; 9: 3; 10: 1.76; 11: W/m2; 12: 1.86; 13: W/m2; 14: 1.96; 15: W/m2; 16: 0.85; 17: m2/occ; 28: 2.774; 29: 2.774
! | 76 | SUPPORT : Fan | 2: SUPPORT : Fan; 8: 0; 9: 3; 10: 1.74; 11: W/m2; 12: 1.84; 13: W/m2; 14: 1.94; 15: W/m2; 16: 0.83; 17: m2/occ; 28: 2.775; 29: 2.775
! | 77 | SUPPORT : Housekeeping | 2: SUPPORT : Housekeeping; 8: 0; 9: 3; 10: 1.79; 11: W/m2; 12: 1.89; 13: W/m2; 14: 1.99; 15: W/m2; 16: 0.88; 17: m2/occ; 28: 2.776; 29: 2.776
! | 78 | SUPPORT : Kitchen | 2: SUPPORT : Kitchen; 4: 24; 5: 60; 6: 20; 7: 30; 8: 2; 9: 10; 10: 1.21; 11: W/m2; 12: 1.31; 13: W/m2; 14: 1.41; 15: W/m2; 16: 0.3; 17: m2/occ; 28: 2.777; 29: 2.777
! | 79 | SUPPORT : Laundry (Domestic) | 2: SUPPORT : Laundry (Domestic); 4: 23; 5: 60; 6: 20; 7: 30; 8: 3; 9: 12; 10: 1.47; 11: W/m2; 12: 1.57; 13: W/m2; 14: 1.67; 15: W/m2; 16: 0.56; 17: m2/occ; 28: 2.778; 29: 2.778
! | 80 | SUPPORT : Laundry (Institutional) | 2: SUPPORT : Laundry (Institutional); 4: 23; 5: 60; 6: 20; 7: 30; 8: 3; 9: 12; 10: 1.48; 11: W/m2; 12: 1.58; 13: W/m2; 14: 1.68; 15: W/m2; 16: 0.57; 17: m2/occ; 28: 2.779; 29: 2.779
! | 81 | SUPPORT : Misc. | 2: SUPPORT : Misc.; 8: 0; 9: 3; 10: 1.77; 11: W/m2; 12: 1.87; 13: W/m2; 14: 1.97; 15: W/m2; 16: 0.86; 17: m2/occ; 28: 2.78; 29: 2.78
! | 82 | SUPPORT : Non-refrigerated Garbage | 2: SUPPORT : Non-refrigerated Garbage; 8: 0; 9: 10; 10: 1.98; 11: W/m2; 12: 2.08; 13: W/m2; 14: 2.18; 15: W/m2; 16: 1.07; 17: m2/occ; 28: 2.781; 29: 2.781
! | 83 | SUPPORT : Nursing Stations (Without Equipment) | 2: SUPPORT : Nursing Stations (Without Equipment); 4: 24; 5: 60; 6: 22; 7: 30; 8: 2; 9: 6; 10: 1.52; 11: W/m2; 12: 1.62; 13: W/m2; 14: 1.72; 15: W/m2; 16: 0.61; 17: m2/occ; 28: 2.782; 29: 2.782
! | 84 | SUPPORT : Pharmacy | 2: SUPPORT : Pharmacy; 4: 24; 5: 60; 6: 24; 7: 30; 8: 3; 9: 9; 10: 1.71; 11: W/m2; 12: 1.81; 13: W/m2; 14: 1.91; 15: W/m2; 16: 0.8; 17: m2/occ; 28: 2.783; 29: 2.783
! | 85 | SUPPORT : Pump | 2: SUPPORT : Pump; 8: 0; 9: 3; 10: 1.75; 11: W/m2; 12: 1.85; 13: W/m2; 14: 1.95; 15: W/m2; 16: 0.84; 17: m2/occ; 28: 2.784; 29: 2.784
! | 86 | SUPPORT : Soiled Linen | 2: SUPPORT : Soiled Linen; 4: 20; 5: 60; 6: 18; 7: 30; 8: 0; 9: 10; 10: 1.49; 11: W/m2; 12: 1.59; 13: W/m2; 14: 1.69; 15: W/m2; 16: 0.58; 17: m2/occ; 28: 2.785; 29: 2.785
! | 87 | SUPPORT : Workshops | 2: SUPPORT : Workshops; 8: 0; 9: 3; 10: 1.78; 11: W/m2; 12: 1.88; 13: W/m2; 14: 1.98; 15: W/m2; 16: 0.87; 17: m2/occ; 28: 2.786; 29: 2.786
! | 88 | SURGERY : Clean Corridor | 2: SURGERY : Clean Corridor; 4: 24; 5: 60; 6: 22; 7: 30; 8: 2; 9: 6; 10: 1.89; 11: W/m2; 12: 1.99; 13: W/m2; 14: 2.09; 15: W/m2; 16: 0.98; 17: m2/occ; 28: 2.787; 29: 2.787
! | 89 | SURGERY : Day Surgery (Stage 2 Recovery) | 2: SURGERY : Day Surgery (Stage 2 Recovery); 4: 24; 5: 60; 6: 22; 7: 30; 8: 3; 9: 9; 10: 1.9; 11: W/m2; 12: 2; 13: W/m2; 14: 2.1; 15: W/m2; 16: 0.99; 17: m2/occ; 28: 2.788; 29: 2.788
! | 90 | SURGERY : Minor Bronchoscopy | 2: SURGERY : Minor Bronchoscopy; 4: 22; 5: 60; 6: 18; 7: 30; 8: 5; 9: 20; 10: 1.64; 11: W/m2; 12: 1.74; 13: W/m2; 14: 1.84; 15: W/m2; 16: 0.73; 17: m2/occ; 28: 2.789; 29: 2.789
! | 91 | SURGERY : Minor Cystoscopy | 2: SURGERY : Minor Cystoscopy; 4: 22; 5: 60; 6: 18; 7: 30; 8: 5; 9: 15; 10: 1.65; 11: W/m2; 12: 1.75; 13: W/m2; 14: 1.85; 15: W/m2; 16: 0.74; 17: m2/occ; 28: 2.79; 29: 2.79
! | 92 | SURGERY : Minor Endoscopy | 2: SURGERY : Minor Endoscopy; 4: 22; 5: 60; 6: 18; 7: 30; 8: 5; 9: 15; 10: 1.63; 11: W/m2; 12: 1.73; 13: W/m2; 14: 1.83; 15: W/m2; 16: 0.72; 17: m2/occ; 28: 2.791; 29: 2.791
! | 93 | SURGERY : Minor Surgery | 2: SURGERY : Minor Surgery; 4: 22; 5: 60; 6: 18; 7: 30; 8: 5; 9: 15; 10: 1.62; 11: W/m2; 12: 1.72; 13: W/m2; 14: 1.82; 15: W/m2; 16: 0.71; 17: m2/occ; 28: 2.792; 29: 2.792
! | 94 | SURGERY : Operating Room | 2: SURGERY : Operating Room; 4: 23; 5: 60; 6: 18; 7: 40; 8: 6; 9: 20; 10: 1.91; 11: W/m2; 12: 2.01; 13: W/m2; 14: 2.11; 15: W/m2; 16: 1; 17: m2/occ; 28: 2.793; 29: 2.793
! | 95 | SURGERY : Pre-operation Holding | 2: SURGERY : Pre-operation Holding; 4: 24; 5: 60; 6: 22; 7: 30; 8: 2; 9: 6; 10: 1.92; 11: W/m2; 12: 2.02; 13: W/m2; 14: 2.12; 15: W/m2; 16: 1.01; 17: m2/occ; 28: 2.794; 29: 2.794
! | 96 | SURGERY : Preparation/Induction | 2: SURGERY : Preparation/Induction; 4: 24; 5: 60; 6: 22; 7: 30; 8: 3; 9: 9; 10: 1.93; 11: W/m2; 12: 2.03; 13: W/m2; 14: 2.13; 15: W/m2; 16: 1.02; 17: m2/occ; 28: 2.795; 29: 2.795
! | 97 | SURGERY : Recovery/PACU | 2: SURGERY : Recovery/PACU; 4: 24; 5: 60; 6: 22; 7: 30; 8: 6; 9: 20; 10: 1.94; 11: W/m2; 12: 2.04; 13: W/m2; 14: 2.14; 15: W/m2; 16: 1.03; 17: m2/occ; 28: 2.796; 29: 2.796
! | 98 | SURGERY : Scrub Room | 2: SURGERY : Scrub Room; 4: 24; 5: 60; 6: 22; 7: 30; 8: 2; 9: 6; 10: 1.95; 11: W/m2; 12: 2.05; 13: W/m2; 14: 2.15; 15: W/m2; 16: 1.04; 17: m2/occ; 28: 2.797; 29: 2.797
! | 99 | SURGERY : Sterile Core | 2: SURGERY : Sterile Core; 4: 24; 5: 60; 6: 22; 7: 30; 8: 3; 9: 9; 10: 1.96; 11: W/m2; 12: 2.06; 13: W/m2; 14: 2.16; 15: W/m2; 16: 1.05; 17: m2/occ; 28: 2.798; 29: 2.798
! | 100 | SURGERY : Sterilizer Equipment | 2: SURGERY : Sterilizer Equipment; 4: 23; 5: 60; 6: 20; 7: 30; 8: 0; 9: 10; 10: 1.61; 11: W/m2; 12: 1.71; 13: W/m2; 14: 1.81; 15: W/m2; 16: 0.7; 17: m2/occ; 28: 2.799; 29: 2.799
! | 101 | SURGERY : Substerilization | 2: SURGERY : Substerilization; 4: 24; 5: 60; 6: 22; 7: 30; 8: 3; 9: 10; 10: 1.97; 11: W/m2; 12: 2.07; 13: W/m2; 14: 2.17; 15: W/m2; 16: 1.06; 17: m2/occ

## $Templ
|  | 1 | 2 | 3 | 4 | 5 | 6 | 7 | 8 | 9 | 10 | 11 | 12 | 13 | 14 | 15 | 16 | 17 | 18 | 19 | 20 | 21 | 22 | 23 | 24 | 25 | 26 | 27 | 28 | 29 | 30 | 31 | 32 | 33 | 34 | 35 | 36 | 37 | 38 | 39 | 40 | 41 | 42 | 43 | 44 | 45 | 46 | 47 | 48 | 49 | 50 | 51 | 52 | 53 | 54 | 55 | 56 | 57 | 58 | 59 | 60 | 61 | 62 | 63 | 64 | 65 | 66 | 67 | 68 | 69 | 70 | 71 | 72 | 73 | 74 | 75 | 76 | 77 | 78 | 79 | 80 | 81 | 82 | 83 | 84 | 85 | 86 | 87 | 88 | 89 | 90 | 91 | 92 | 93 | 94 | 95 | 96 | 97 | 98 | 99 | 100
1
ADMIN | 2 | 1: Storage; 2: Conference; 3: Locker; 4: Offices; 5: Admitting
CLINICAL | 3 | 1: Nuclear Medicine; 2: Film Storage; 3: Film Processing (Chemical); 4: Dialysis Unit; 5: Janitor's Closet; 6: General; 7: Radiation Treatment Bunker; 8: Respiratory Therapy Clinic; 9: Respiratory Therapy Workroom; 10: Ambulatory Care Clinic Areas
CRITICAL-INTENSIVE | 4 | 1: NICU, Level 2 Nursery; 2: Coronary Care Unit; 3: Critical/Intensive Care Unit; 4: Anteroom; 5: Burn Unit; 6: Protective Environment Room; 7: Airborne Infection Isolation; 8: Airborne Infection Precaution
DENTAL SUITE | 5 | 1: Clinic; 2: Minor Procedures
EMERGENCY | 6 | 1: Detoxification; 2: General; 3: Exam/Treatment; 4: Resuscitation or Major Assessments; 5: Fracture/Cast; 6: Trauma Room/Life Support; 7: Decontamination
EXAMINATION/TREATMENT | 7 | 1: Examination/Treatment
GENERAL | 8 | 1: Soiled Utility; 2: Clean Utility; 3: Medication Room; 4: Corridors; 5: Dining
LABORATORY | 9 | 1: Animal Research and Lab:Holdings; 2: Animal Research and Lab:Surgery; 3: Media Preparation/Tissue Culture
MATERNAL NEWBORN | 10 | 1: Labour and Birthing; 2: Caesarean Delivery; 3: Nurseries
MORGUE | 11 | 1: Autopsy/morgue; 2: Morgue
PATIENT CARE | 12 | 1: Hydrotherapy Tub; 2: Occupational Therapy; 3: Physiotherapy; 4: Physiotherapy Pool; 5: Patient Rm Class A Facility; 6: Patient Rm Class B Facility; 7: Patient Watings; 8: Patient Washroom/Toilets
PROCEDURE | 13 | 1: Cardiac Catheterization Procedure; 2: Cardiac Catheterization Equipment; 3: Cardiac Catheterization Control; 4: Angio & Special Procedure; 5: Angio & Special Equipment; 6: Angio & Special Control
STERILE PROCESSING | 14 | 1: Decontamination/Soiled; 2: Ethylene Oxide Sterilizer; 3: Prep. And Pack/Clean Workroom; 4: Scope Reprocessing; 5: Sterile Storage
SUPPORT | 15 | 1: Anaesthesia Storage; 2: Anaesthetic Equipment Workroom; 3: Kitchen; 4: Dishwashing; 5: Laundry (Domestic); 6: Laundry (Institutional); 7: Soiled Linen; 8: Clean Linen Folding; 9: Clean Linen Storage; 10: Nursing Stations (Without Equipment); 11: Pharmacy; 12: Chiller; 13: Boiler; 14: Fan; 15: Pump; 16: Domestic Water Service; 17: Misc.; 18: Workshops; 19: Housekeeping; 20: Non-refrigerated Garbage; 21: Biomedical Waste Storage and Processing
SURGERY | 16 | 1: Sterilizer Equipment; 2: Minor Surgery; 3: Minor Endoscopy; 4: Minor Bronchoscopy; 5: Minor Cystoscopy; 6: Clean Corridor; 7: Day Surgery (Stage 2 Recovery); 8: Operating Room; 9: Pre-operation Holding; 10: Preparation/Induction; 11: Recovery/PACU; 12: Scrub Room; 13: Sterile Core; 14: Substerilization

## $Misc
Economizer Types |  | Dual Setpoint
0 | NoEconomizer
1 | FixedDryBulb | Clng |  | Htng
2 | FixedEnthalpy
3 | DifferentialDryBulb
4 | DifferentialEnthalpy |  |  | 18 | 18.2 | 18.4 | 18.6 | 18.8 | 19 | 19.2 | 19.4 | 19.6 | 19.8 | 20 | 20.2 | 20.4 | 20.6 | 20.8 | 21 | 21.2 | 21.4 | 21.6 | 21.8 | 22 | 22.2 | 22.4 | 22.6 | 22.8 | 23 | 23.2 | 23.4 | 23.6 | 23.8 | 24 | 24.2 | 24.4 | 24.6 | 24.8 | 25 | 25.2 | 25.4 | 25.6 | 25.8 | 26
5 | FixedDewPointAndDryBulb | 19 | 2 | Clng 19.0 C - Htng 18.0 C, | Clng 19.0 C - Htng 18.2 C, | Clng 19.0 C - Htng 18.4 C, | ERROR ClngT < HtngT | ERROR ClngT < HtngT | ERROR ClngT < HtngT | ERROR ClngT < HtngT | ERROR ClngT < HtngT | ERROR ClngT < HtngT | ERROR ClngT < HtngT | ERROR ClngT < HtngT | ERROR ClngT < HtngT | ERROR ClngT < HtngT | ERROR ClngT < HtngT | ERROR ClngT < HtngT | ERROR ClngT < HtngT | ERROR ClngT < HtngT | ERROR ClngT < HtngT | ERROR ClngT < HtngT | ERROR ClngT < HtngT | ERROR ClngT < HtngT | ERROR ClngT < HtngT | ERROR ClngT < HtngT | ERROR ClngT < HtngT | ERROR ClngT < HtngT | ERROR ClngT < HtngT | ERROR ClngT < HtngT | ERROR ClngT < HtngT | ERROR ClngT < HtngT | ERROR ClngT < HtngT | ERROR ClngT < HtngT | ERROR ClngT < HtngT | ERROR ClngT < HtngT | ERROR ClngT < HtngT | ERROR ClngT < HtngT | ERROR ClngT < HtngT | ERROR ClngT < HtngT | ERROR ClngT < HtngT | ERROR ClngT < HtngT | ERROR ClngT < HtngT | ERROR ClngT < HtngT
6 | ElectronicEnthalpy | 19.2 | 3 | Clng 19.2 C - Htng 18.0 C, | Clng 19.2 C - Htng 18.2 C, | Clng 19.2 C - Htng 18.4 C, | Clng 19.2 C - Htng 18.6 C, | ERROR ClngT < HtngT | ERROR ClngT < HtngT | ERROR ClngT < HtngT | ERROR ClngT < HtngT | ERROR ClngT < HtngT | ERROR ClngT < HtngT | ERROR ClngT < HtngT | ERROR ClngT < HtngT | ERROR ClngT < HtngT | ERROR ClngT < HtngT | ERROR ClngT < HtngT | ERROR ClngT < HtngT | ERROR ClngT < HtngT | ERROR ClngT < HtngT | ERROR ClngT < HtngT | ERROR ClngT < HtngT | ERROR ClngT < HtngT | ERROR ClngT < HtngT | ERROR ClngT < HtngT | ERROR ClngT < HtngT | ERROR ClngT < HtngT | ERROR ClngT < HtngT | ERROR ClngT < HtngT | ERROR ClngT < HtngT | ERROR ClngT < HtngT | ERROR ClngT < HtngT | ERROR ClngT < HtngT | ERROR ClngT < HtngT | ERROR ClngT < HtngT | ERROR ClngT < HtngT | ERROR ClngT < HtngT | ERROR ClngT < HtngT | ERROR ClngT < HtngT | ERROR ClngT < HtngT | ERROR ClngT < HtngT | ERROR ClngT < HtngT | ERROR ClngT < HtngT
7 | DifferentialDryBulbAndEnthalpy | 19.4 | 4 | Clng 19.4 C - Htng 18.0 C, | Clng 19.4 C - Htng 18.2 C, | Clng 19.4 C - Htng 18.4 C, | Clng 19.4 C - Htng 18.6 C, | Clng 19.4 C - Htng 18.8 C, | ERROR ClngT < HtngT | ERROR ClngT < HtngT | ERROR ClngT < HtngT | ERROR ClngT < HtngT | ERROR ClngT < HtngT | ERROR ClngT < HtngT | ERROR ClngT < HtngT | ERROR ClngT < HtngT | ERROR ClngT < HtngT | ERROR ClngT < HtngT | ERROR ClngT < HtngT | ERROR ClngT < HtngT | ERROR ClngT < HtngT | ERROR ClngT < HtngT | ERROR ClngT < HtngT | ERROR ClngT < HtngT | ERROR ClngT < HtngT | ERROR ClngT < HtngT | ERROR ClngT < HtngT | ERROR ClngT < HtngT | ERROR ClngT < HtngT | ERROR ClngT < HtngT | ERROR ClngT < HtngT | ERROR ClngT < HtngT | ERROR ClngT < HtngT | ERROR ClngT < HtngT | ERROR ClngT < HtngT | ERROR ClngT < HtngT | ERROR ClngT < HtngT | ERROR ClngT < HtngT | ERROR ClngT < HtngT | ERROR ClngT < HtngT | ERROR ClngT < HtngT | ERROR ClngT < HtngT | ERROR ClngT < HtngT | ERROR ClngT < HtngT
|  | 19.6 | 5 | Clng 19.6 C - Htng 18.0 C, | Clng 19.6 C - Htng 18.2 C, | Clng 19.6 C - Htng 18.4 C, | Clng 19.6 C - Htng 18.6 C, | Clng 19.6 C - Htng 18.8 C, | Clng 19.6 C - Htng 19.0 C, | ERROR ClngT < HtngT | ERROR ClngT < HtngT | ERROR ClngT < HtngT | ERROR ClngT < HtngT | ERROR ClngT < HtngT | ERROR ClngT < HtngT | ERROR ClngT < HtngT | ERROR ClngT < HtngT | ERROR ClngT < HtngT | ERROR ClngT < HtngT | ERROR ClngT < HtngT | ERROR ClngT < HtngT | ERROR ClngT < HtngT | ERROR ClngT < HtngT | ERROR ClngT < HtngT | ERROR ClngT < HtngT | ERROR ClngT < HtngT | ERROR ClngT < HtngT | ERROR ClngT < HtngT | ERROR ClngT < HtngT | ERROR ClngT < HtngT | ERROR ClngT < HtngT | ERROR ClngT < HtngT | ERROR ClngT < HtngT | ERROR ClngT < HtngT | ERROR ClngT < HtngT | ERROR ClngT < HtngT | ERROR ClngT < HtngT | ERROR ClngT < HtngT | ERROR ClngT < HtngT | ERROR ClngT < HtngT | ERROR ClngT < HtngT | ERROR ClngT < HtngT | ERROR ClngT < HtngT | ERROR ClngT < HtngT
|  | 19.8 | 6 | Clng 19.8 C - Htng 18.0 C, | Clng 19.8 C - Htng 18.2 C, | Clng 19.8 C - Htng 18.4 C, | Clng 19.8 C - Htng 18.6 C, | Clng 19.8 C - Htng 18.8 C, | Clng 19.8 C - Htng 19.0 C, | Clng 19.8 C - Htng 19.2 C, | ERROR ClngT < HtngT | ERROR ClngT < HtngT | ERROR ClngT < HtngT | ERROR ClngT < HtngT | ERROR ClngT < HtngT | ERROR ClngT < HtngT | ERROR ClngT < HtngT | ERROR ClngT < HtngT | ERROR ClngT < HtngT | ERROR ClngT < HtngT | ERROR ClngT < HtngT | ERROR ClngT < HtngT | ERROR ClngT < HtngT | ERROR ClngT < HtngT | ERROR ClngT < HtngT | ERROR ClngT < HtngT | ERROR ClngT < HtngT | ERROR ClngT < HtngT | ERROR ClngT < HtngT | ERROR ClngT < HtngT | ERROR ClngT < HtngT | ERROR ClngT < HtngT | ERROR ClngT < HtngT | ERROR ClngT < HtngT | ERROR ClngT < HtngT | ERROR ClngT < HtngT | ERROR ClngT < HtngT | ERROR ClngT < HtngT | ERROR ClngT < HtngT | ERROR ClngT < HtngT | ERROR ClngT < HtngT | ERROR ClngT < HtngT | ERROR ClngT < HtngT | ERROR ClngT < HtngT
Clng Size Fac | 1.15 | 20 | 7 | Clng 20.0 C - Htng 18.0 C, | Clng 20.0 C - Htng 18.2 C, | Clng 20.0 C - Htng 18.4 C, | Clng 20.0 C - Htng 18.6 C, | Clng 20.0 C - Htng 18.8 C, | Clng 20.0 C - Htng 19.0 C, | Clng 20.0 C - Htng 19.2 C, | Clng 20.0 C - Htng 19.4 C, | ERROR ClngT < HtngT | ERROR ClngT < HtngT | ERROR ClngT < HtngT | ERROR ClngT < HtngT | ERROR ClngT < HtngT | ERROR ClngT < HtngT | ERROR ClngT < HtngT | ERROR ClngT < HtngT | ERROR ClngT < HtngT | ERROR ClngT < HtngT | ERROR ClngT < HtngT | ERROR ClngT < HtngT | ERROR ClngT < HtngT | ERROR ClngT < HtngT | ERROR ClngT < HtngT | ERROR ClngT < HtngT | ERROR ClngT < HtngT | ERROR ClngT < HtngT | ERROR ClngT < HtngT | ERROR ClngT < HtngT | ERROR ClngT < HtngT | ERROR ClngT < HtngT | ERROR ClngT < HtngT | ERROR ClngT < HtngT | ERROR ClngT < HtngT | ERROR ClngT < HtngT | ERROR ClngT < HtngT | ERROR ClngT < HtngT | ERROR ClngT < HtngT | ERROR ClngT < HtngT | ERROR ClngT < HtngT | ERROR ClngT < HtngT | ERROR ClngT < HtngT
Htng Size Fac | 1.15 | 20.2 | 8 | Clng 20.2 C - Htng 18.0 C, | Clng 20.2 C - Htng 18.2 C, | Clng 20.2 C - Htng 18.4 C, | Clng 20.2 C - Htng 18.6 C, | Clng 20.2 C - Htng 18.8 C, | Clng 20.2 C - Htng 19.0 C, | Clng 20.2 C - Htng 19.2 C, | Clng 20.2 C - Htng 19.4 C, | Clng 20.2 C - Htng 19.6 C, | ERROR ClngT < HtngT | ERROR ClngT < HtngT | ERROR ClngT < HtngT | ERROR ClngT < HtngT | ERROR ClngT < HtngT | ERROR ClngT < HtngT | ERROR ClngT < HtngT | ERROR ClngT < HtngT | ERROR ClngT < HtngT | ERROR ClngT < HtngT | ERROR ClngT < HtngT | ERROR ClngT < HtngT | ERROR ClngT < HtngT | ERROR ClngT < HtngT | ERROR ClngT < HtngT | ERROR ClngT < HtngT | ERROR ClngT < HtngT | ERROR ClngT < HtngT | ERROR ClngT < HtngT | ERROR ClngT < HtngT | ERROR ClngT < HtngT | ERROR ClngT < HtngT | ERROR ClngT < HtngT | ERROR ClngT < HtngT | ERROR ClngT < HtngT | ERROR ClngT < HtngT | ERROR ClngT < HtngT | ERROR ClngT < HtngT | ERROR ClngT < HtngT | ERROR ClngT < HtngT | ERROR ClngT < HtngT | ERROR ClngT < HtngT
|  | 20.4 | 9 | Clng 20.4 C - Htng 18.0 C, | Clng 20.4 C - Htng 18.2 C, | Clng 20.4 C - Htng 18.4 C, | Clng 20.4 C - Htng 18.6 C, | Clng 20.4 C - Htng 18.8 C, | Clng 20.4 C - Htng 19.0 C, | Clng 20.4 C - Htng 19.2 C, | Clng 20.4 C - Htng 19.4 C, | Clng 20.4 C - Htng 19.6 C, | Clng 20.4 C - Htng 19.8 C, | ERROR ClngT < HtngT | ERROR ClngT < HtngT | ERROR ClngT < HtngT | ERROR ClngT < HtngT | ERROR ClngT < HtngT | ERROR ClngT < HtngT | ERROR ClngT < HtngT | ERROR ClngT < HtngT | ERROR ClngT < HtngT | ERROR ClngT < HtngT | ERROR ClngT < HtngT | ERROR ClngT < HtngT | ERROR ClngT < HtngT | ERROR ClngT < HtngT | ERROR ClngT < HtngT | ERROR ClngT < HtngT | ERROR ClngT < HtngT | ERROR ClngT < HtngT | ERROR ClngT < HtngT | ERROR ClngT < HtngT | ERROR ClngT < HtngT | ERROR ClngT < HtngT | ERROR ClngT < HtngT | ERROR ClngT < HtngT | ERROR ClngT < HtngT | ERROR ClngT < HtngT | ERROR ClngT < HtngT | ERROR ClngT < HtngT | ERROR ClngT < HtngT | ERROR ClngT < HtngT | ERROR ClngT < HtngT
Light, Tsk Lgt, Equip Unit Type |  | 20.6 | 10 | Clng 20.6 C - Htng 18.0 C, | Clng 20.6 C - Htng 18.2 C, | Clng 20.6 C - Htng 18.4 C, | Clng 20.6 C - Htng 18.6 C, | Clng 20.6 C - Htng 18.8 C, | Clng 20.6 C - Htng 19.0 C, | Clng 20.6 C - Htng 19.2 C, | Clng 20.6 C - Htng 19.4 C, | Clng 20.6 C - Htng 19.6 C, | Clng 20.6 C - Htng 19.8 C, | Clng 20.6 C - Htng 20.0 C, | ERROR ClngT < HtngT | ERROR ClngT < HtngT | ERROR ClngT < HtngT | ERROR ClngT < HtngT | ERROR ClngT < HtngT | ERROR ClngT < HtngT | ERROR ClngT < HtngT | ERROR ClngT < HtngT | ERROR ClngT < HtngT | ERROR ClngT < HtngT | ERROR ClngT < HtngT | ERROR ClngT < HtngT | ERROR ClngT < HtngT | ERROR ClngT < HtngT | ERROR ClngT < HtngT | ERROR ClngT < HtngT | ERROR ClngT < HtngT | ERROR ClngT < HtngT | ERROR ClngT < HtngT | ERROR ClngT < HtngT | ERROR ClngT < HtngT | ERROR ClngT < HtngT | ERROR ClngT < HtngT | ERROR ClngT < HtngT | ERROR ClngT < HtngT | ERROR ClngT < HtngT | ERROR ClngT < HtngT | ERROR ClngT < HtngT | ERROR ClngT < HtngT | ERROR ClngT < HtngT
|  | 20.8 | 11 | Clng 20.8 C - Htng 18.0 C, | Clng 20.8 C - Htng 18.2 C, | Clng 20.8 C - Htng 18.4 C, | Clng 20.8 C - Htng 18.6 C, | Clng 20.8 C - Htng 18.8 C, | Clng 20.8 C - Htng 19.0 C, | Clng 20.8 C - Htng 19.2 C, | Clng 20.8 C - Htng 19.4 C, | Clng 20.8 C - Htng 19.6 C, | Clng 20.8 C - Htng 19.8 C, | Clng 20.8 C - Htng 20.0 C, | Clng 20.8 C - Htng 20.2 C, | ERROR ClngT < HtngT | ERROR ClngT < HtngT | ERROR ClngT < HtngT | ERROR ClngT < HtngT | ERROR ClngT < HtngT | ERROR ClngT < HtngT | ERROR ClngT < HtngT | ERROR ClngT < HtngT | ERROR ClngT < HtngT | ERROR ClngT < HtngT | ERROR ClngT < HtngT | ERROR ClngT < HtngT | ERROR ClngT < HtngT | ERROR ClngT < HtngT | ERROR ClngT < HtngT | ERROR ClngT < HtngT | ERROR ClngT < HtngT | ERROR ClngT < HtngT | ERROR ClngT < HtngT | ERROR ClngT < HtngT | ERROR ClngT < HtngT | ERROR ClngT < HtngT | ERROR ClngT < HtngT | ERROR ClngT < HtngT | ERROR ClngT < HtngT | ERROR ClngT < HtngT | ERROR ClngT < HtngT | ERROR ClngT < HtngT | ERROR ClngT < HtngT
| W | 21 | 12 | Clng 21.0 C - Htng 18.0 C, | Clng 21.0 C - Htng 18.2 C, | Clng 21.0 C - Htng 18.4 C, | Clng 21.0 C - Htng 18.6 C, | Clng 21.0 C - Htng 18.8 C, | Clng 21.0 C - Htng 19.0 C, | Clng 21.0 C - Htng 19.2 C, | Clng 21.0 C - Htng 19.4 C, | Clng 21.0 C - Htng 19.6 C, | Clng 21.0 C - Htng 19.8 C, | Clng 21.0 C - Htng 20.0 C, | Clng 21.0 C - Htng 20.2 C, | Clng 21.0 C - Htng 20.4 C, | ERROR ClngT < HtngT | ERROR ClngT < HtngT | ERROR ClngT < HtngT | ERROR ClngT < HtngT | ERROR ClngT < HtngT | ERROR ClngT < HtngT | ERROR ClngT < HtngT | ERROR ClngT < HtngT | ERROR ClngT < HtngT | ERROR ClngT < HtngT | ERROR ClngT < HtngT | ERROR ClngT < HtngT | ERROR ClngT < HtngT | ERROR ClngT < HtngT | ERROR ClngT < HtngT | ERROR ClngT < HtngT | ERROR ClngT < HtngT | ERROR ClngT < HtngT | ERROR ClngT < HtngT | ERROR ClngT < HtngT | ERROR ClngT < HtngT | ERROR ClngT < HtngT | ERROR ClngT < HtngT | ERROR ClngT < HtngT | ERROR ClngT < HtngT | ERROR ClngT < HtngT | ERROR ClngT < HtngT | ERROR ClngT < HtngT
| W/m2 | 21.2 | 13 | Clng 21.2 C - Htng 18.0 C, | Clng 21.2 C - Htng 18.2 C, | Clng 21.2 C - Htng 18.4 C, | Clng 21.2 C - Htng 18.6 C, | Clng 21.2 C - Htng 18.8 C, | Clng 21.2 C - Htng 19.0 C, | Clng 21.2 C - Htng 19.2 C, | Clng 21.2 C - Htng 19.4 C, | Clng 21.2 C - Htng 19.6 C, | Clng 21.2 C - Htng 19.8 C, | Clng 21.2 C - Htng 20.0 C, | Clng 21.2 C - Htng 20.2 C, | Clng 21.2 C - Htng 20.4 C, | Clng 21.2 C - Htng 20.6 C, | ERROR ClngT < HtngT | ERROR ClngT < HtngT | ERROR ClngT < HtngT | ERROR ClngT < HtngT | ERROR ClngT < HtngT | ERROR ClngT < HtngT | ERROR ClngT < HtngT | ERROR ClngT < HtngT | ERROR ClngT < HtngT | ERROR ClngT < HtngT | ERROR ClngT < HtngT | ERROR ClngT < HtngT | ERROR ClngT < HtngT | ERROR ClngT < HtngT | ERROR ClngT < HtngT | ERROR ClngT < HtngT | ERROR ClngT < HtngT | ERROR ClngT < HtngT | ERROR ClngT < HtngT | ERROR ClngT < HtngT | ERROR ClngT < HtngT | ERROR ClngT < HtngT | ERROR ClngT < HtngT | ERROR ClngT < HtngT | ERROR ClngT < HtngT | ERROR ClngT < HtngT | ERROR ClngT < HtngT
| W/occ | 21.4 | 14 | Clng 21.4 C - Htng 18.0 C, | Clng 21.4 C - Htng 18.2 C, | Clng 21.4 C - Htng 18.4 C, | Clng 21.4 C - Htng 18.6 C, | Clng 21.4 C - Htng 18.8 C, | Clng 21.4 C - Htng 19.0 C, | Clng 21.4 C - Htng 19.2 C, | Clng 21.4 C - Htng 19.4 C, | Clng 21.4 C - Htng 19.6 C, | Clng 21.4 C - Htng 19.8 C, | Clng 21.4 C - Htng 20.0 C, | Clng 21.4 C - Htng 20.2 C, | Clng 21.4 C - Htng 20.4 C, | Clng 21.4 C - Htng 20.6 C, | Clng 21.4 C - Htng 20.8 C, | ERROR ClngT < HtngT | ERROR ClngT < HtngT | ERROR ClngT < HtngT | ERROR ClngT < HtngT | ERROR ClngT < HtngT | ERROR ClngT < HtngT | ERROR ClngT < HtngT | ERROR ClngT < HtngT | ERROR ClngT < HtngT | ERROR ClngT < HtngT | ERROR ClngT < HtngT | ERROR ClngT < HtngT | ERROR ClngT < HtngT | ERROR ClngT < HtngT | ERROR ClngT < HtngT | ERROR ClngT < HtngT | ERROR ClngT < HtngT | ERROR ClngT < HtngT | ERROR ClngT < HtngT | ERROR ClngT < HtngT | ERROR ClngT < HtngT | ERROR ClngT < HtngT | ERROR ClngT < HtngT | ERROR ClngT < HtngT | ERROR ClngT < HtngT | ERROR ClngT < HtngT
|  | 21.6 | 15 | Clng 21.6 C - Htng 18.0 C, | Clng 21.6 C - Htng 18.2 C, | Clng 21.6 C - Htng 18.4 C, | Clng 21.6 C - Htng 18.6 C, | Clng 21.6 C - Htng 18.8 C, | Clng 21.6 C - Htng 19.0 C, | Clng 21.6 C - Htng 19.2 C, | Clng 21.6 C - Htng 19.4 C, | Clng 21.6 C - Htng 19.6 C, | Clng 21.6 C - Htng 19.8 C, | Clng 21.6 C - Htng 20.0 C, | Clng 21.6 C - Htng 20.2 C, | Clng 21.6 C - Htng 20.4 C, | Clng 21.6 C - Htng 20.6 C, | Clng 21.6 C - Htng 20.8 C, | Clng 21.6 C - Htng 21.0 C, | ERROR ClngT < HtngT | ERROR ClngT < HtngT | ERROR ClngT < HtngT | ERROR ClngT < HtngT | ERROR ClngT < HtngT | ERROR ClngT < HtngT | ERROR ClngT < HtngT | ERROR ClngT < HtngT | ERROR ClngT < HtngT | ERROR ClngT < HtngT | ERROR ClngT < HtngT | ERROR ClngT < HtngT | ERROR ClngT < HtngT | ERROR ClngT < HtngT | ERROR ClngT < HtngT | ERROR ClngT < HtngT | ERROR ClngT < HtngT | ERROR ClngT < HtngT | ERROR ClngT < HtngT | ERROR ClngT < HtngT | ERROR ClngT < HtngT | ERROR ClngT < HtngT | ERROR ClngT < HtngT | ERROR ClngT < HtngT | ERROR ClngT < HtngT
Occs units |  | 21.8 | 16 | Clng 21.8 C - Htng 18.0 C, | Clng 21.8 C - Htng 18.2 C, | Clng 21.8 C - Htng 18.4 C, | Clng 21.8 C - Htng 18.6 C, | Clng 21.8 C - Htng 18.8 C, | Clng 21.8 C - Htng 19.0 C, | Clng 21.8 C - Htng 19.2 C, | Clng 21.8 C - Htng 19.4 C, | Clng 21.8 C - Htng 19.6 C, | Clng 21.8 C - Htng 19.8 C, | Clng 21.8 C - Htng 20.0 C, | Clng 21.8 C - Htng 20.2 C, | Clng 21.8 C - Htng 20.4 C, | Clng 21.8 C - Htng 20.6 C, | Clng 21.8 C - Htng 20.8 C, | Clng 21.8 C - Htng 21.0 C, | Clng 21.8 C - Htng 21.2 C, | ERROR ClngT < HtngT | ERROR ClngT < HtngT | ERROR ClngT < HtngT | ERROR ClngT < HtngT | ERROR ClngT < HtngT | ERROR ClngT < HtngT | ERROR ClngT < HtngT | ERROR ClngT < HtngT | ERROR ClngT < HtngT | ERROR ClngT < HtngT | ERROR ClngT < HtngT | ERROR ClngT < HtngT | ERROR ClngT < HtngT | ERROR ClngT < HtngT | ERROR ClngT < HtngT | ERROR ClngT < HtngT | ERROR ClngT < HtngT | ERROR ClngT < HtngT | ERROR ClngT < HtngT | ERROR ClngT < HtngT | ERROR ClngT < HtngT | ERROR ClngT < HtngT | ERROR ClngT < HtngT | ERROR ClngT < HtngT
|  | 22 | 17 | Clng 22.0 C - Htng 18.0 C, | Clng 22.0 C - Htng 18.2 C, | Clng 22.0 C - Htng 18.4 C, | Clng 22.0 C - Htng 18.6 C, | Clng 22.0 C - Htng 18.8 C, | Clng 22.0 C - Htng 19.0 C, | Clng 22.0 C - Htng 19.2 C, | Clng 22.0 C - Htng 19.4 C, | Clng 22.0 C - Htng 19.6 C, | Clng 22.0 C - Htng 19.8 C, | Clng 22.0 C - Htng 20.0 C, | Clng 22.0 C - Htng 20.2 C, | Clng 22.0 C - Htng 20.4 C, | Clng 22.0 C - Htng 20.6 C, | Clng 22.0 C - Htng 20.8 C, | Clng 22.0 C - Htng 21.0 C, | Clng 22.0 C - Htng 21.2 C, | Clng 22.0 C - Htng 21.4 C, | ERROR ClngT < HtngT | ERROR ClngT < HtngT | ERROR ClngT < HtngT | ERROR ClngT < HtngT | ERROR ClngT < HtngT | ERROR ClngT < HtngT | ERROR ClngT < HtngT | ERROR ClngT < HtngT | ERROR ClngT < HtngT | ERROR ClngT < HtngT | ERROR ClngT < HtngT | ERROR ClngT < HtngT | ERROR ClngT < HtngT | ERROR ClngT < HtngT | ERROR ClngT < HtngT | ERROR ClngT < HtngT | ERROR ClngT < HtngT | ERROR ClngT < HtngT | ERROR ClngT < HtngT | ERROR ClngT < HtngT | ERROR ClngT < HtngT | ERROR ClngT < HtngT | ERROR ClngT < HtngT
| occ | 22.2 | 18 | Clng 22.2 C - Htng 18.0 C, | Clng 22.2 C - Htng 18.2 C, | Clng 22.2 C - Htng 18.4 C, | Clng 22.2 C - Htng 18.6 C, | Clng 22.2 C - Htng 18.8 C, | Clng 22.2 C - Htng 19.0 C, | Clng 22.2 C - Htng 19.2 C, | Clng 22.2 C - Htng 19.4 C, | Clng 22.2 C - Htng 19.6 C, | Clng 22.2 C - Htng 19.8 C, | Clng 22.2 C - Htng 20.0 C, | Clng 22.2 C - Htng 20.2 C, | Clng 22.2 C - Htng 20.4 C, | Clng 22.2 C - Htng 20.6 C, | Clng 22.2 C - Htng 20.8 C, | Clng 22.2 C - Htng 21.0 C, | Clng 22.2 C - Htng 21.2 C, | Clng 22.2 C - Htng 21.4 C, | Clng 22.2 C - Htng 21.6 C, | ERROR ClngT < HtngT | ERROR ClngT < HtngT | ERROR ClngT < HtngT | ERROR ClngT < HtngT | ERROR ClngT < HtngT | ERROR ClngT < HtngT | ERROR ClngT < HtngT | ERROR ClngT < HtngT | ERROR ClngT < HtngT | ERROR ClngT < HtngT | ERROR ClngT < HtngT | ERROR ClngT < HtngT | ERROR ClngT < HtngT | ERROR ClngT < HtngT | ERROR ClngT < HtngT | ERROR ClngT < HtngT | ERROR ClngT < HtngT | ERROR ClngT < HtngT | ERROR ClngT < HtngT | ERROR ClngT < HtngT | ERROR ClngT < HtngT | ERROR ClngT < HtngT
| m2/occ | 22.4 | 19 | Clng 22.4 C - Htng 18.0 C, | Clng 22.4 C - Htng 18.2 C, | Clng 22.4 C - Htng 18.4 C, | Clng 22.4 C - Htng 18.6 C, | Clng 22.4 C - Htng 18.8 C, | Clng 22.4 C - Htng 19.0 C, | Clng 22.4 C - Htng 19.2 C, | Clng 22.4 C - Htng 19.4 C, | Clng 22.4 C - Htng 19.6 C, | Clng 22.4 C - Htng 19.8 C, | Clng 22.4 C - Htng 20.0 C, | Clng 22.4 C - Htng 20.2 C, | Clng 22.4 C - Htng 20.4 C, | Clng 22.4 C - Htng 20.6 C, | Clng 22.4 C - Htng 20.8 C, | Clng 22.4 C - Htng 21.0 C, | Clng 22.4 C - Htng 21.2 C, | Clng 22.4 C - Htng 21.4 C, | Clng 22.4 C - Htng 21.6 C, | Clng 22.4 C - Htng 21.8 C, | ERROR ClngT < HtngT | ERROR ClngT < HtngT | ERROR ClngT < HtngT | ERROR ClngT < HtngT | ERROR ClngT < HtngT | ERROR ClngT < HtngT | ERROR ClngT < HtngT | ERROR ClngT < HtngT | ERROR ClngT < HtngT | ERROR ClngT < HtngT | ERROR ClngT < HtngT | ERROR ClngT < HtngT | ERROR ClngT < HtngT | ERROR ClngT < HtngT | ERROR ClngT < HtngT | ERROR ClngT < HtngT | ERROR ClngT < HtngT | ERROR ClngT < HtngT | ERROR ClngT < HtngT | ERROR ClngT < HtngT | ERROR ClngT < HtngT
| occ/m2 | 22.6 | 20 | Clng 22.6 C - Htng 18.0 C, | Clng 22.6 C - Htng 18.2 C, | Clng 22.6 C - Htng 18.4 C, | Clng 22.6 C - Htng 18.6 C, | Clng 22.6 C - Htng 18.8 C, | Clng 22.6 C - Htng 19.0 C, | Clng 22.6 C - Htng 19.2 C, | Clng 22.6 C - Htng 19.4 C, | Clng 22.6 C - Htng 19.6 C, | Clng 22.6 C - Htng 19.8 C, | Clng 22.6 C - Htng 20.0 C, | Clng 22.6 C - Htng 20.2 C, | Clng 22.6 C - Htng 20.4 C, | Clng 22.6 C - Htng 20.6 C, | Clng 22.6 C - Htng 20.8 C, | Clng 22.6 C - Htng 21.0 C, | Clng 22.6 C - Htng 21.2 C, | Clng 22.6 C - Htng 21.4 C, | Clng 22.6 C - Htng 21.6 C, | Clng 22.6 C - Htng 21.8 C, | Clng 22.6 C - Htng 22.0 C, | ERROR ClngT < HtngT | ERROR ClngT < HtngT | ERROR ClngT < HtngT | ERROR ClngT < HtngT | ERROR ClngT < HtngT | ERROR ClngT < HtngT | ERROR ClngT < HtngT | ERROR ClngT < HtngT | ERROR ClngT < HtngT | ERROR ClngT < HtngT | ERROR ClngT < HtngT | ERROR ClngT < HtngT | ERROR ClngT < HtngT | ERROR ClngT < HtngT | ERROR ClngT < HtngT | ERROR ClngT < HtngT | ERROR ClngT < HtngT | ERROR ClngT < HtngT | ERROR ClngT < HtngT | ERROR ClngT < HtngT
|  | 22.8 | 21 | Clng 22.8 C - Htng 18.0 C, | Clng 22.8 C - Htng 18.2 C, | Clng 22.8 C - Htng 18.4 C, | Clng 22.8 C - Htng 18.6 C, | Clng 22.8 C - Htng 18.8 C, | Clng 22.8 C - Htng 19.0 C, | Clng 22.8 C - Htng 19.2 C, | Clng 22.8 C - Htng 19.4 C, | Clng 22.8 C - Htng 19.6 C, | Clng 22.8 C - Htng 19.8 C, | Clng 22.8 C - Htng 20.0 C, | Clng 22.8 C - Htng 20.2 C, | Clng 22.8 C - Htng 20.4 C, | Clng 22.8 C - Htng 20.6 C, | Clng 22.8 C - Htng 20.8 C, | Clng 22.8 C - Htng 21.0 C, | Clng 22.8 C - Htng 21.2 C, | Clng 22.8 C - Htng 21.4 C, | Clng 22.8 C - Htng 21.6 C, | Clng 22.8 C - Htng 21.8 C, | Clng 22.8 C - Htng 22.0 C, | Clng 22.8 C - Htng 22.2 C, | ERROR ClngT < HtngT | ERROR ClngT < HtngT | ERROR ClngT < HtngT | ERROR ClngT < HtngT | ERROR ClngT < HtngT | ERROR ClngT < HtngT | ERROR ClngT < HtngT | ERROR ClngT < HtngT | ERROR ClngT < HtngT | ERROR ClngT < HtngT | ERROR ClngT < HtngT | ERROR ClngT < HtngT | ERROR ClngT < HtngT | ERROR ClngT < HtngT | ERROR ClngT < HtngT | ERROR ClngT < HtngT | ERROR ClngT < HtngT | ERROR ClngT < HtngT | ERROR ClngT < HtngT
|  | 23 | 22 | Clng 23.0 C - Htng 18.0 C, | Clng 23.0 C - Htng 18.2 C, | Clng 23.0 C - Htng 18.4 C, | Clng 23.0 C - Htng 18.6 C, | Clng 23.0 C - Htng 18.8 C, | Clng 23.0 C - Htng 19.0 C, | Clng 23.0 C - Htng 19.2 C, | Clng 23.0 C - Htng 19.4 C, | Clng 23.0 C - Htng 19.6 C, | Clng 23.0 C - Htng 19.8 C, | Clng 23.0 C - Htng 20.0 C, | Clng 23.0 C - Htng 20.2 C, | Clng 23.0 C - Htng 20.4 C, | Clng 23.0 C - Htng 20.6 C, | Clng 23.0 C - Htng 20.8 C, | Clng 23.0 C - Htng 21.0 C, | Clng 23.0 C - Htng 21.2 C, | Clng 23.0 C - Htng 21.4 C, | Clng 23.0 C - Htng 21.6 C, | Clng 23.0 C - Htng 21.8 C, | Clng 23.0 C - Htng 22.0 C, | Clng 23.0 C - Htng 22.2 C, | Clng 23.0 C - Htng 22.4 C, | ERROR ClngT < HtngT | ERROR ClngT < HtngT | ERROR ClngT < HtngT | ERROR ClngT < HtngT | ERROR ClngT < HtngT | ERROR ClngT < HtngT | ERROR ClngT < HtngT | ERROR ClngT < HtngT | ERROR ClngT < HtngT | ERROR ClngT < HtngT | ERROR ClngT < HtngT | ERROR ClngT < HtngT | ERROR ClngT < HtngT | ERROR ClngT < HtngT | ERROR ClngT < HtngT | ERROR ClngT < HtngT | ERROR ClngT < HtngT | ERROR ClngT < HtngT
|  | 23.2 | 23 | Clng 23.2 C - Htng 18.0 C, | Clng 23.2 C - Htng 18.2 C, | Clng 23.2 C - Htng 18.4 C, | Clng 23.2 C - Htng 18.6 C, | Clng 23.2 C - Htng 18.8 C, | Clng 23.2 C - Htng 19.0 C, | Clng 23.2 C - Htng 19.2 C, | Clng 23.2 C - Htng 19.4 C, | Clng 23.2 C - Htng 19.6 C, | Clng 23.2 C - Htng 19.8 C, | Clng 23.2 C - Htng 20.0 C, | Clng 23.2 C - Htng 20.2 C, | Clng 23.2 C - Htng 20.4 C, | Clng 23.2 C - Htng 20.6 C, | Clng 23.2 C - Htng 20.8 C, | Clng 23.2 C - Htng 21.0 C, | Clng 23.2 C - Htng 21.2 C, | Clng 23.2 C - Htng 21.4 C, | Clng 23.2 C - Htng 21.6 C, | Clng 23.2 C - Htng 21.8 C, | Clng 23.2 C - Htng 22.0 C, | Clng 23.2 C - Htng 22.2 C, | Clng 23.2 C - Htng 22.4 C, | Clng 23.2 C - Htng 22.6 C, | ERROR ClngT < HtngT | ERROR ClngT < HtngT | ERROR ClngT < HtngT | ERROR ClngT < HtngT | ERROR ClngT < HtngT | ERROR ClngT < HtngT | ERROR ClngT < HtngT | ERROR ClngT < HtngT | ERROR ClngT < HtngT | ERROR ClngT < HtngT | ERROR ClngT < HtngT | ERROR ClngT < HtngT | ERROR ClngT < HtngT | ERROR ClngT < HtngT | ERROR ClngT < HtngT | ERROR ClngT < HtngT | ERROR ClngT < HtngT
|  | 23.4 | 24 | Clng 23.4 C - Htng 18.0 C, | Clng 23.4 C - Htng 18.2 C, | Clng 23.4 C - Htng 18.4 C, | Clng 23.4 C - Htng 18.6 C, | Clng 23.4 C - Htng 18.8 C, | Clng 23.4 C - Htng 19.0 C, | Clng 23.4 C - Htng 19.2 C, | Clng 23.4 C - Htng 19.4 C, | Clng 23.4 C - Htng 19.6 C, | Clng 23.4 C - Htng 19.8 C, | Clng 23.4 C - Htng 20.0 C, | Clng 23.4 C - Htng 20.2 C, | Clng 23.4 C - Htng 20.4 C, | Clng 23.4 C - Htng 20.6 C, | Clng 23.4 C - Htng 20.8 C, | Clng 23.4 C - Htng 21.0 C, | Clng 23.4 C - Htng 21.2 C, | Clng 23.4 C - Htng 21.4 C, | Clng 23.4 C - Htng 21.6 C, | Clng 23.4 C - Htng 21.8 C, | Clng 23.4 C - Htng 22.0 C, | Clng 23.4 C - Htng 22.2 C, | Clng 23.4 C - Htng 22.4 C, | Clng 23.4 C - Htng 22.6 C, | Clng 23.4 C - Htng 22.8 C, | ERROR ClngT < HtngT | ERROR ClngT < HtngT | ERROR ClngT < HtngT | ERROR ClngT < HtngT | ERROR ClngT < HtngT | ERROR ClngT < HtngT | ERROR ClngT < HtngT | ERROR ClngT < HtngT | ERROR ClngT < HtngT | ERROR ClngT < HtngT | ERROR ClngT < HtngT | ERROR ClngT < HtngT | ERROR ClngT < HtngT | ERROR ClngT < HtngT | ERROR ClngT < HtngT | ERROR ClngT < HtngT
|  | 23.6 | 25 | Clng 23.6 C - Htng 18.0 C, | Clng 23.6 C - Htng 18.2 C, | Clng 23.6 C - Htng 18.4 C, | Clng 23.6 C - Htng 18.6 C, | Clng 23.6 C - Htng 18.8 C, | Clng 23.6 C - Htng 19.0 C, | Clng 23.6 C - Htng 19.2 C, | Clng 23.6 C - Htng 19.4 C, | Clng 23.6 C - Htng 19.6 C, | Clng 23.6 C - Htng 19.8 C, | Clng 23.6 C - Htng 20.0 C, | Clng 23.6 C - Htng 20.2 C, | Clng 23.6 C - Htng 20.4 C, | Clng 23.6 C - Htng 20.6 C, | Clng 23.6 C - Htng 20.8 C, | Clng 23.6 C - Htng 21.0 C, | Clng 23.6 C - Htng 21.2 C, | Clng 23.6 C - Htng 21.4 C, | Clng 23.6 C - Htng 21.6 C, | Clng 23.6 C - Htng 21.8 C, | Clng 23.6 C - Htng 22.0 C, | Clng 23.6 C - Htng 22.2 C, | Clng 23.6 C - Htng 22.4 C, | Clng 23.6 C - Htng 22.6 C, | Clng 23.6 C - Htng 22.8 C, | Clng 23.6 C - Htng 23.0 C, | ERROR ClngT < HtngT | ERROR ClngT < HtngT | ERROR ClngT < HtngT | ERROR ClngT < HtngT | ERROR ClngT < HtngT | ERROR ClngT < HtngT | ERROR ClngT < HtngT | ERROR ClngT < HtngT | ERROR ClngT < HtngT | ERROR ClngT < HtngT | ERROR ClngT < HtngT | ERROR ClngT < HtngT | ERROR ClngT < HtngT | ERROR ClngT < HtngT | ERROR ClngT < HtngT
|  | 23.8 | 26 | Clng 23.8 C - Htng 18.0 C, | Clng 23.8 C - Htng 18.2 C, | Clng 23.8 C - Htng 18.4 C, | Clng 23.8 C - Htng 18.6 C, | Clng 23.8 C - Htng 18.8 C, | Clng 23.8 C - Htng 19.0 C, | Clng 23.8 C - Htng 19.2 C, | Clng 23.8 C - Htng 19.4 C, | Clng 23.8 C - Htng 19.6 C, | Clng 23.8 C - Htng 19.8 C, | Clng 23.8 C - Htng 20.0 C, | Clng 23.8 C - Htng 20.2 C, | Clng 23.8 C - Htng 20.4 C, | Clng 23.8 C - Htng 20.6 C, | Clng 23.8 C - Htng 20.8 C, | Clng 23.8 C - Htng 21.0 C, | Clng 23.8 C - Htng 21.2 C, | Clng 23.8 C - Htng 21.4 C, | Clng 23.8 C - Htng 21.6 C, | Clng 23.8 C - Htng 21.8 C, | Clng 23.8 C - Htng 22.0 C, | Clng 23.8 C - Htng 22.2 C, | Clng 23.8 C - Htng 22.4 C, | Clng 23.8 C - Htng 22.6 C, | Clng 23.8 C - Htng 22.8 C, | Clng 23.8 C - Htng 23.0 C, | Clng 23.8 C - Htng 23.2 C, | ERROR ClngT < HtngT | ERROR ClngT < HtngT | ERROR ClngT < HtngT | ERROR ClngT < HtngT | ERROR ClngT < HtngT | ERROR ClngT < HtngT | ERROR ClngT < HtngT | ERROR ClngT < HtngT | ERROR ClngT < HtngT | ERROR ClngT < HtngT | ERROR ClngT < HtngT | ERROR ClngT < HtngT | ERROR ClngT < HtngT | ERROR ClngT < HtngT
|  | 24 | 27 | Clng 24.0 C - Htng 18.0 C, | Clng 24.0 C - Htng 18.2 C, | Clng 24.0 C - Htng 18.4 C, | Clng 24.0 C - Htng 18.6 C, | Clng 24.0 C - Htng 18.8 C, | Clng 24.0 C - Htng 19.0 C, | Clng 24.0 C - Htng 19.2 C, | Clng 24.0 C - Htng 19.4 C, | Clng 24.0 C - Htng 19.6 C, | Clng 24.0 C - Htng 19.8 C, | Clng 24.0 C - Htng 20.0 C, | Clng 24.0 C - Htng 20.2 C, | Clng 24.0 C - Htng 20.4 C, | Clng 24.0 C - Htng 20.6 C, | Clng 24.0 C - Htng 20.8 C, | Clng 24.0 C - Htng 21.0 C, | Clng 24.0 C - Htng 21.2 C, | Clng 24.0 C - Htng 21.4 C, | Clng 24.0 C - Htng 21.6 C, | Clng 24.0 C - Htng 21.8 C, | Clng 24.0 C - Htng 22.0 C, | Clng 24.0 C - Htng 22.2 C, | Clng 24.0 C - Htng 22.4 C, | Clng 24.0 C - Htng 22.6 C, | Clng 24.0 C - Htng 22.8 C, | Clng 24.0 C - Htng 23.0 C, | Clng 24.0 C - Htng 23.2 C, | Clng 24.0 C - Htng 23.4 C, | ERROR ClngT < HtngT | ERROR ClngT < HtngT | ERROR ClngT < HtngT | ERROR ClngT < HtngT | ERROR ClngT < HtngT | ERROR ClngT < HtngT | ERROR ClngT < HtngT | ERROR ClngT < HtngT | ERROR ClngT < HtngT | ERROR ClngT < HtngT | ERROR ClngT < HtngT | ERROR ClngT < HtngT | ERROR ClngT < HtngT
|  | 24.2 | 28 | Clng 24.2 C - Htng 18.0 C, | Clng 24.2 C - Htng 18.2 C, | Clng 24.2 C - Htng 18.4 C, | Clng 24.2 C - Htng 18.6 C, | Clng 24.2 C - Htng 18.8 C, | Clng 24.2 C - Htng 19.0 C, | Clng 24.2 C - Htng 19.2 C, | Clng 24.2 C - Htng 19.4 C, | Clng 24.2 C - Htng 19.6 C, | Clng 24.2 C - Htng 19.8 C, | Clng 24.2 C - Htng 20.0 C, | Clng 24.2 C - Htng 20.2 C, | Clng 24.2 C - Htng 20.4 C, | Clng 24.2 C - Htng 20.6 C, | Clng 24.2 C - Htng 20.8 C, | Clng 24.2 C - Htng 21.0 C, | Clng 24.2 C - Htng 21.2 C, | Clng 24.2 C - Htng 21.4 C, | Clng 24.2 C - Htng 21.6 C, | Clng 24.2 C - Htng 21.8 C, | Clng 24.2 C - Htng 22.0 C, | Clng 24.2 C - Htng 22.2 C, | Clng 24.2 C - Htng 22.4 C, | Clng 24.2 C - Htng 22.6 C, | Clng 24.2 C - Htng 22.8 C, | Clng 24.2 C - Htng 23.0 C, | Clng 24.2 C - Htng 23.2 C, | Clng 24.2 C - Htng 23.4 C, | Clng 24.2 C - Htng 23.6 C, | ERROR ClngT < HtngT | ERROR ClngT < HtngT | ERROR ClngT < HtngT | ERROR ClngT < HtngT | ERROR ClngT < HtngT | ERROR ClngT < HtngT | ERROR ClngT < HtngT | ERROR ClngT < HtngT | ERROR ClngT < HtngT | ERROR ClngT < HtngT | ERROR ClngT < HtngT | ERROR ClngT < HtngT
|  | 24.4 | 29 | Clng 24.4 C - Htng 18.0 C, | Clng 24.4 C - Htng 18.2 C, | Clng 24.4 C - Htng 18.4 C, | Clng 24.4 C - Htng 18.6 C, | Clng 24.4 C - Htng 18.8 C, | Clng 24.4 C - Htng 19.0 C, | Clng 24.4 C - Htng 19.2 C, | Clng 24.4 C - Htng 19.4 C, | Clng 24.4 C - Htng 19.6 C, | Clng 24.4 C - Htng 19.8 C, | Clng 24.4 C - Htng 20.0 C, | Clng 24.4 C - Htng 20.2 C, | Clng 24.4 C - Htng 20.4 C, | Clng 24.4 C - Htng 20.6 C, | Clng 24.4 C - Htng 20.8 C, | Clng 24.4 C - Htng 21.0 C, | Clng 24.4 C - Htng 21.2 C, | Clng 24.4 C - Htng 21.4 C, | Clng 24.4 C - Htng 21.6 C, | Clng 24.4 C - Htng 21.8 C, | Clng 24.4 C - Htng 22.0 C, | Clng 24.4 C - Htng 22.2 C, | Clng 24.4 C - Htng 22.4 C, | Clng 24.4 C - Htng 22.6 C, | Clng 24.4 C - Htng 22.8 C, | Clng 24.4 C - Htng 23.0 C, | Clng 24.4 C - Htng 23.2 C, | Clng 24.4 C - Htng 23.4 C, | Clng 24.4 C - Htng 23.6 C, | Clng 24.4 C - Htng 23.8 C, | ERROR ClngT < HtngT | ERROR ClngT < HtngT | ERROR ClngT < HtngT | ERROR ClngT < HtngT | ERROR ClngT < HtngT | ERROR ClngT < HtngT | ERROR ClngT < HtngT | ERROR ClngT < HtngT | ERROR ClngT < HtngT | ERROR ClngT < HtngT | ERROR ClngT < HtngT
|  | 24.6 | 30 | Clng 24.6 C - Htng 18.0 C, | Clng 24.6 C - Htng 18.2 C, | Clng 24.6 C - Htng 18.4 C, | Clng 24.6 C - Htng 18.6 C, | Clng 24.6 C - Htng 18.8 C, | Clng 24.6 C - Htng 19.0 C, | Clng 24.6 C - Htng 19.2 C, | Clng 24.6 C - Htng 19.4 C, | Clng 24.6 C - Htng 19.6 C, | Clng 24.6 C - Htng 19.8 C, | Clng 24.6 C - Htng 20.0 C, | Clng 24.6 C - Htng 20.2 C, | Clng 24.6 C - Htng 20.4 C, | Clng 24.6 C - Htng 20.6 C, | Clng 24.6 C - Htng 20.8 C, | Clng 24.6 C - Htng 21.0 C, | Clng 24.6 C - Htng 21.2 C, | Clng 24.6 C - Htng 21.4 C, | Clng 24.6 C - Htng 21.6 C, | Clng 24.6 C - Htng 21.8 C, | Clng 24.6 C - Htng 22.0 C, | Clng 24.6 C - Htng 22.2 C, | Clng 24.6 C - Htng 22.4 C, | Clng 24.6 C - Htng 22.6 C, | Clng 24.6 C - Htng 22.8 C, | Clng 24.6 C - Htng 23.0 C, | Clng 24.6 C - Htng 23.2 C, | Clng 24.6 C - Htng 23.4 C, | Clng 24.6 C - Htng 23.6 C, | Clng 24.6 C - Htng 23.8 C, | Clng 24.6 C - Htng 24.0 C, | ERROR ClngT < HtngT | ERROR ClngT < HtngT | ERROR ClngT < HtngT | ERROR ClngT < HtngT | ERROR ClngT < HtngT | ERROR ClngT < HtngT | ERROR ClngT < HtngT | ERROR ClngT < HtngT | ERROR ClngT < HtngT | ERROR ClngT < HtngT
|  | 24.8 | 31 | Clng 24.8 C - Htng 18.0 C, | Clng 24.8 C - Htng 18.2 C, | Clng 24.8 C - Htng 18.4 C, | Clng 24.8 C - Htng 18.6 C, | Clng 24.8 C - Htng 18.8 C, | Clng 24.8 C - Htng 19.0 C, | Clng 24.8 C - Htng 19.2 C, | Clng 24.8 C - Htng 19.4 C, | Clng 24.8 C - Htng 19.6 C, | Clng 24.8 C - Htng 19.8 C, | Clng 24.8 C - Htng 20.0 C, | Clng 24.8 C - Htng 20.2 C, | Clng 24.8 C - Htng 20.4 C, | Clng 24.8 C - Htng 20.6 C, | Clng 24.8 C - Htng 20.8 C, | Clng 24.8 C - Htng 21.0 C, | Clng 24.8 C - Htng 21.2 C, | Clng 24.8 C - Htng 21.4 C, | Clng 24.8 C - Htng 21.6 C, | Clng 24.8 C - Htng 21.8 C, | Clng 24.8 C - Htng 22.0 C, | Clng 24.8 C - Htng 22.2 C, | Clng 24.8 C - Htng 22.4 C, | Clng 24.8 C - Htng 22.6 C, | Clng 24.8 C - Htng 22.8 C, | Clng 24.8 C - Htng 23.0 C, | Clng 24.8 C - Htng 23.2 C, | Clng 24.8 C - Htng 23.4 C, | Clng 24.8 C - Htng 23.6 C, | Clng 24.8 C - Htng 23.8 C, | Clng 24.8 C - Htng 24.0 C, | Clng 24.8 C - Htng 24.2 C, | ERROR ClngT < HtngT | ERROR ClngT < HtngT | ERROR ClngT < HtngT | ERROR ClngT < HtngT | ERROR ClngT < HtngT | ERROR ClngT < HtngT | ERROR ClngT < HtngT | ERROR ClngT < HtngT | ERROR ClngT < HtngT
|  | 25 | 32 | Clng 25.0 C - Htng 18.0 C, | Clng 25.0 C - Htng 18.2 C, | Clng 25.0 C - Htng 18.4 C, | Clng 25.0 C - Htng 18.6 C, | Clng 25.0 C - Htng 18.8 C, | Clng 25.0 C - Htng 19.0 C, | Clng 25.0 C - Htng 19.2 C, | Clng 25.0 C - Htng 19.4 C, | Clng 25.0 C - Htng 19.6 C, | Clng 25.0 C - Htng 19.8 C, | Clng 25.0 C - Htng 20.0 C, | Clng 25.0 C - Htng 20.2 C, | Clng 25.0 C - Htng 20.4 C, | Clng 25.0 C - Htng 20.6 C, | Clng 25.0 C - Htng 20.8 C, | Clng 25.0 C - Htng 21.0 C, | Clng 25.0 C - Htng 21.2 C, | Clng 25.0 C - Htng 21.4 C, | Clng 25.0 C - Htng 21.6 C, | Clng 25.0 C - Htng 21.8 C, | Clng 25.0 C - Htng 22.0 C, | Clng 25.0 C - Htng 22.2 C, | Clng 25.0 C - Htng 22.4 C, | Clng 25.0 C - Htng 22.6 C, | Clng 25.0 C - Htng 22.8 C, | Clng 25.0 C - Htng 23.0 C, | Clng 25.0 C - Htng 23.2 C, | Clng 25.0 C - Htng 23.4 C, | Clng 25.0 C - Htng 23.6 C, | Clng 25.0 C - Htng 23.8 C, | Clng 25.0 C - Htng 24.0 C, | Clng 25.0 C - Htng 24.2 C, | Clng 25.0 C - Htng 24.4 C, | ERROR ClngT < HtngT | ERROR ClngT < HtngT | ERROR ClngT < HtngT | ERROR ClngT < HtngT | ERROR ClngT < HtngT | ERROR ClngT < HtngT | ERROR ClngT < HtngT | ERROR ClngT < HtngT
|  | 25.2 | 33 | Clng 25.2 C - Htng 18.0 C, | Clng 25.2 C - Htng 18.2 C, | Clng 25.2 C - Htng 18.4 C, | Clng 25.2 C - Htng 18.6 C, | Clng 25.2 C - Htng 18.8 C, | Clng 25.2 C - Htng 19.0 C, | Clng 25.2 C - Htng 19.2 C, | Clng 25.2 C - Htng 19.4 C, | Clng 25.2 C - Htng 19.6 C, | Clng 25.2 C - Htng 19.8 C, | Clng 25.2 C - Htng 20.0 C, | Clng 25.2 C - Htng 20.2 C, | Clng 25.2 C - Htng 20.4 C, | Clng 25.2 C - Htng 20.6 C, | Clng 25.2 C - Htng 20.8 C, | Clng 25.2 C - Htng 21.0 C, | Clng 25.2 C - Htng 21.2 C, | Clng 25.2 C - Htng 21.4 C, | Clng 25.2 C - Htng 21.6 C, | Clng 25.2 C - Htng 21.8 C, | Clng 25.2 C - Htng 22.0 C, | Clng 25.2 C - Htng 22.2 C, | Clng 25.2 C - Htng 22.4 C, | Clng 25.2 C - Htng 22.6 C, | Clng 25.2 C - Htng 22.8 C, | Clng 25.2 C - Htng 23.0 C, | Clng 25.2 C - Htng 23.2 C, | Clng 25.2 C - Htng 23.4 C, | Clng 25.2 C - Htng 23.6 C, | Clng 25.2 C - Htng 23.8 C, | Clng 25.2 C - Htng 24.0 C, | Clng 25.2 C - Htng 24.2 C, | Clng 25.2 C - Htng 24.4 C, | Clng 25.2 C - Htng 24.6 C, | ERROR ClngT < HtngT | ERROR ClngT < HtngT | ERROR ClngT < HtngT | ERROR ClngT < HtngT | ERROR ClngT < HtngT | ERROR ClngT < HtngT | ERROR ClngT < HtngT
|  | 25.4 | 34 | Clng 25.4 C - Htng 18.0 C, | Clng 25.4 C - Htng 18.2 C, | Clng 25.4 C - Htng 18.4 C, | Clng 25.4 C - Htng 18.6 C, | Clng 25.4 C - Htng 18.8 C, | Clng 25.4 C - Htng 19.0 C, | Clng 25.4 C - Htng 19.2 C, | Clng 25.4 C - Htng 19.4 C, | Clng 25.4 C - Htng 19.6 C, | Clng 25.4 C - Htng 19.8 C, | Clng 25.4 C - Htng 20.0 C, | Clng 25.4 C - Htng 20.2 C, | Clng 25.4 C - Htng 20.4 C, | Clng 25.4 C - Htng 20.6 C, | Clng 25.4 C - Htng 20.8 C, | Clng 25.4 C - Htng 21.0 C, | Clng 25.4 C - Htng 21.2 C, | Clng 25.4 C - Htng 21.4 C, | Clng 25.4 C - Htng 21.6 C, | Clng 25.4 C - Htng 21.8 C, | Clng 25.4 C - Htng 22.0 C, | Clng 25.4 C - Htng 22.2 C, | Clng 25.4 C - Htng 22.4 C, | Clng 25.4 C - Htng 22.6 C, | Clng 25.4 C - Htng 22.8 C, | Clng 25.4 C - Htng 23.0 C, | Clng 25.4 C - Htng 23.2 C, | Clng 25.4 C - Htng 23.4 C, | Clng 25.4 C - Htng 23.6 C, | Clng 25.4 C - Htng 23.8 C, | Clng 25.4 C - Htng 24.0 C, | Clng 25.4 C - Htng 24.2 C, | Clng 25.4 C - Htng 24.4 C, | Clng 25.4 C - Htng 24.6 C, | Clng 25.4 C - Htng 24.8 C, | ERROR ClngT < HtngT | ERROR ClngT < HtngT | ERROR ClngT < HtngT | ERROR ClngT < HtngT | ERROR ClngT < HtngT | ERROR ClngT < HtngT
|  | 25.6 | 35 | Clng 25.6 C - Htng 18.0 C, | Clng 25.6 C - Htng 18.2 C, | Clng 25.6 C - Htng 18.4 C, | Clng 25.6 C - Htng 18.6 C, | Clng 25.6 C - Htng 18.8 C, | Clng 25.6 C - Htng 19.0 C, | Clng 25.6 C - Htng 19.2 C, | Clng 25.6 C - Htng 19.4 C, | Clng 25.6 C - Htng 19.6 C, | Clng 25.6 C - Htng 19.8 C, | Clng 25.6 C - Htng 20.0 C, | Clng 25.6 C - Htng 20.2 C, | Clng 25.6 C - Htng 20.4 C, | Clng 25.6 C - Htng 20.6 C, | Clng 25.6 C - Htng 20.8 C, | Clng 25.6 C - Htng 21.0 C, | Clng 25.6 C - Htng 21.2 C, | Clng 25.6 C - Htng 21.4 C, | Clng 25.6 C - Htng 21.6 C, | Clng 25.6 C - Htng 21.8 C, | Clng 25.6 C - Htng 22.0 C, | Clng 25.6 C - Htng 22.2 C, | Clng 25.6 C - Htng 22.4 C, | Clng 25.6 C - Htng 22.6 C, | Clng 25.6 C - Htng 22.8 C, | Clng 25.6 C - Htng 23.0 C, | Clng 25.6 C - Htng 23.2 C, | Clng 25.6 C - Htng 23.4 C, | Clng 25.6 C - Htng 23.6 C, | Clng 25.6 C - Htng 23.8 C, | Clng 25.6 C - Htng 24.0 C, | Clng 25.6 C - Htng 24.2 C, | Clng 25.6 C - Htng 24.4 C, | Clng 25.6 C - Htng 24.6 C, | Clng 25.6 C - Htng 24.8 C, | Clng 25.6 C - Htng 25.0 C, | ERROR ClngT < HtngT | ERROR ClngT < HtngT | ERROR ClngT < HtngT | ERROR ClngT < HtngT | ERROR ClngT < HtngT
|  | 25.8 | 36 | Clng 25.8 C - Htng 18.0 C, | Clng 25.8 C - Htng 18.2 C, | Clng 25.8 C - Htng 18.4 C, | Clng 25.8 C - Htng 18.6 C, | Clng 25.8 C - Htng 18.8 C, | Clng 25.8 C - Htng 19.0 C, | Clng 25.8 C - Htng 19.2 C, | Clng 25.8 C - Htng 19.4 C, | Clng 25.8 C - Htng 19.6 C, | Clng 25.8 C - Htng 19.8 C, | Clng 25.8 C - Htng 20.0 C, | Clng 25.8 C - Htng 20.2 C, | Clng 25.8 C - Htng 20.4 C, | Clng 25.8 C - Htng 20.6 C, | Clng 25.8 C - Htng 20.8 C, | Clng 25.8 C - Htng 21.0 C, | Clng 25.8 C - Htng 21.2 C, | Clng 25.8 C - Htng 21.4 C, | Clng 25.8 C - Htng 21.6 C, | Clng 25.8 C - Htng 21.8 C, | Clng 25.8 C - Htng 22.0 C, | Clng 25.8 C - Htng 22.2 C, | Clng 25.8 C - Htng 22.4 C, | Clng 25.8 C - Htng 22.6 C, | Clng 25.8 C - Htng 22.8 C, | Clng 25.8 C - Htng 23.0 C, | Clng 25.8 C - Htng 23.2 C, | Clng 25.8 C - Htng 23.4 C, | Clng 25.8 C - Htng 23.6 C, | Clng 25.8 C - Htng 23.8 C, | Clng 25.8 C - Htng 24.0 C, | Clng 25.8 C - Htng 24.2 C, | Clng 25.8 C - Htng 24.4 C, | Clng 25.8 C - Htng 24.6 C, | Clng 25.8 C - Htng 24.8 C, | Clng 25.8 C - Htng 25.0 C, | Clng 25.8 C - Htng 25.2 C, | ERROR ClngT < HtngT | ERROR ClngT < HtngT | ERROR ClngT < HtngT | ERROR ClngT < HtngT
|  | 26 | 37 | Clng 26.0 C - Htng 18.0 C, | Clng 26.0 C - Htng 18.2 C, | Clng 26.0 C - Htng 18.4 C, | Clng 26.0 C - Htng 18.6 C, | Clng 26.0 C - Htng 18.8 C, | Clng 26.0 C - Htng 19.0 C, | Clng 26.0 C - Htng 19.2 C, | Clng 26.0 C - Htng 19.4 C, | Clng 26.0 C - Htng 19.6 C, | Clng 26.0 C - Htng 19.8 C, | Clng 26.0 C - Htng 20.0 C, | Clng 26.0 C - Htng 20.2 C, | Clng 26.0 C - Htng 20.4 C, | Clng 26.0 C - Htng 20.6 C, | Clng 26.0 C - Htng 20.8 C, | Clng 26.0 C - Htng 21.0 C, | Clng 26.0 C - Htng 21.2 C, | Clng 26.0 C - Htng 21.4 C, | Clng 26.0 C - Htng 21.6 C, | Clng 26.0 C - Htng 21.8 C, | Clng 26.0 C - Htng 22.0 C, | Clng 26.0 C - Htng 22.2 C, | Clng 26.0 C - Htng 22.4 C, | Clng 26.0 C - Htng 22.6 C, | Clng 26.0 C - Htng 22.8 C, | Clng 26.0 C - Htng 23.0 C, | Clng 26.0 C - Htng 23.2 C, | Clng 26.0 C - Htng 23.4 C, | Clng 26.0 C - Htng 23.6 C, | Clng 26.0 C - Htng 23.8 C, | Clng 26.0 C - Htng 24.0 C, | Clng 26.0 C - Htng 24.2 C, | Clng 26.0 C - Htng 24.4 C, | Clng 26.0 C - Htng 24.6 C, | Clng 26.0 C - Htng 24.8 C, | Clng 26.0 C - Htng 25.0 C, | Clng 26.0 C - Htng 25.2 C, | Clng 26.0 C - Htng 25.4 C, | ERROR ClngT < HtngT | ERROR ClngT < HtngT | ERROR ClngT < HtngT
|  | 26.2 | 38 | Clng 26.2 C - Htng 18.0 C, | Clng 26.2 C - Htng 18.2 C, | Clng 26.2 C - Htng 18.4 C, | Clng 26.2 C - Htng 18.6 C, | Clng 26.2 C - Htng 18.8 C, | Clng 26.2 C - Htng 19.0 C, | Clng 26.2 C - Htng 19.2 C, | Clng 26.2 C - Htng 19.4 C, | Clng 26.2 C - Htng 19.6 C, | Clng 26.2 C - Htng 19.8 C, | Clng 26.2 C - Htng 20.0 C, | Clng 26.2 C - Htng 20.2 C, | Clng 26.2 C - Htng 20.4 C, | Clng 26.2 C - Htng 20.6 C, | Clng 26.2 C - Htng 20.8 C, | Clng 26.2 C - Htng 21.0 C, | Clng 26.2 C - Htng 21.2 C, | Clng 26.2 C - Htng 21.4 C, | Clng 26.2 C - Htng 21.6 C, | Clng 26.2 C - Htng 21.8 C, | Clng 26.2 C - Htng 22.0 C, | Clng 26.2 C - Htng 22.2 C, | Clng 26.2 C - Htng 22.4 C, | Clng 26.2 C - Htng 22.6 C, | Clng 26.2 C - Htng 22.8 C, | Clng 26.2 C - Htng 23.0 C, | Clng 26.2 C - Htng 23.2 C, | Clng 26.2 C - Htng 23.4 C, | Clng 26.2 C - Htng 23.6 C, | Clng 26.2 C - Htng 23.8 C, | Clng 26.2 C - Htng 24.0 C, | Clng 26.2 C - Htng 24.2 C, | Clng 26.2 C - Htng 24.4 C, | Clng 26.2 C - Htng 24.6 C, | Clng 26.2 C - Htng 24.8 C, | Clng 26.2 C - Htng 25.0 C, | Clng 26.2 C - Htng 25.2 C, | Clng 26.2 C - Htng 25.4 C, | Clng 26.2 C - Htng 25.6 C, | ERROR ClngT < HtngT | ERROR ClngT < HtngT
|  | 26.4 | 39 | Clng 26.4 C - Htng 18.0 C, | Clng 26.4 C - Htng 18.2 C, | Clng 26.4 C - Htng 18.4 C, | Clng 26.4 C - Htng 18.6 C, | Clng 26.4 C - Htng 18.8 C, | Clng 26.4 C - Htng 19.0 C, | Clng 26.4 C - Htng 19.2 C, | Clng 26.4 C - Htng 19.4 C, | Clng 26.4 C - Htng 19.6 C, | Clng 26.4 C - Htng 19.8 C, | Clng 26.4 C - Htng 20.0 C, | Clng 26.4 C - Htng 20.2 C, | Clng 26.4 C - Htng 20.4 C, | Clng 26.4 C - Htng 20.6 C, | Clng 26.4 C - Htng 20.8 C, | Clng 26.4 C - Htng 21.0 C, | Clng 26.4 C - Htng 21.2 C, | Clng 26.4 C - Htng 21.4 C, | Clng 26.4 C - Htng 21.6 C, | Clng 26.4 C - Htng 21.8 C, | Clng 26.4 C - Htng 22.0 C, | Clng 26.4 C - Htng 22.2 C, | Clng 26.4 C - Htng 22.4 C, | Clng 26.4 C - Htng 22.6 C, | Clng 26.4 C - Htng 22.8 C, | Clng 26.4 C - Htng 23.0 C, | Clng 26.4 C - Htng 23.2 C, | Clng 26.4 C - Htng 23.4 C, | Clng 26.4 C - Htng 23.6 C, | Clng 26.4 C - Htng 23.8 C, | Clng 26.4 C - Htng 24.0 C, | Clng 26.4 C - Htng 24.2 C, | Clng 26.4 C - Htng 24.4 C, | Clng 26.4 C - Htng 24.6 C, | Clng 26.4 C - Htng 24.8 C, | Clng 26.4 C - Htng 25.0 C, | Clng 26.4 C - Htng 25.2 C, | Clng 26.4 C - Htng 25.4 C, | Clng 26.4 C - Htng 25.6 C, | Clng 26.4 C - Htng 25.8 C, | ERROR ClngT < HtngT
|  | 26.6 | 40 | Clng 26.6 C - Htng 18.0 C, | Clng 26.6 C - Htng 18.2 C, | Clng 26.6 C - Htng 18.4 C, | Clng 26.6 C - Htng 18.6 C, | Clng 26.6 C - Htng 18.8 C, | Clng 26.6 C - Htng 19.0 C, | Clng 26.6 C - Htng 19.2 C, | Clng 26.6 C - Htng 19.4 C, | Clng 26.6 C - Htng 19.6 C, | Clng 26.6 C - Htng 19.8 C, | Clng 26.6 C - Htng 20.0 C, | Clng 26.6 C - Htng 20.2 C, | Clng 26.6 C - Htng 20.4 C, | Clng 26.6 C - Htng 20.6 C, | Clng 26.6 C - Htng 20.8 C, | Clng 26.6 C - Htng 21.0 C, | Clng 26.6 C - Htng 21.2 C, | Clng 26.6 C - Htng 21.4 C, | Clng 26.6 C - Htng 21.6 C, | Clng 26.6 C - Htng 21.8 C, | Clng 26.6 C - Htng 22.0 C, | Clng 26.6 C - Htng 22.2 C, | Clng 26.6 C - Htng 22.4 C, | Clng 26.6 C - Htng 22.6 C, | Clng 26.6 C - Htng 22.8 C, | Clng 26.6 C - Htng 23.0 C, | Clng 26.6 C - Htng 23.2 C, | Clng 26.6 C - Htng 23.4 C, | Clng 26.6 C - Htng 23.6 C, | Clng 26.6 C - Htng 23.8 C, | Clng 26.6 C - Htng 24.0 C, | Clng 26.6 C - Htng 24.2 C, | Clng 26.6 C - Htng 24.4 C, | Clng 26.6 C - Htng 24.6 C, | Clng 26.6 C - Htng 24.8 C, | Clng 26.6 C - Htng 25.0 C, | Clng 26.6 C - Htng 25.2 C, | Clng 26.6 C - Htng 25.4 C, | Clng 26.6 C - Htng 25.6 C, | Clng 26.6 C - Htng 25.8 C, | Clng 26.6 C - Htng 26.0 C,
|  | 26.8 | 41 | Clng 26.8 C - Htng 18.0 C, | Clng 26.8 C - Htng 18.2 C, | Clng 26.8 C - Htng 18.4 C, | Clng 26.8 C - Htng 18.6 C, | Clng 26.8 C - Htng 18.8 C, | Clng 26.8 C - Htng 19.0 C, | Clng 26.8 C - Htng 19.2 C, | Clng 26.8 C - Htng 19.4 C, | Clng 26.8 C - Htng 19.6 C, | Clng 26.8 C - Htng 19.8 C, | Clng 26.8 C - Htng 20.0 C, | Clng 26.8 C - Htng 20.2 C, | Clng 26.8 C - Htng 20.4 C, | Clng 26.8 C - Htng 20.6 C, | Clng 26.8 C - Htng 20.8 C, | Clng 26.8 C - Htng 21.0 C, | Clng 26.8 C - Htng 21.2 C, | Clng 26.8 C - Htng 21.4 C, | Clng 26.8 C - Htng 21.6 C, | Clng 26.8 C - Htng 21.8 C, | Clng 26.8 C - Htng 22.0 C, | Clng 26.8 C - Htng 22.2 C, | Clng 26.8 C - Htng 22.4 C, | Clng 26.8 C - Htng 22.6 C, | Clng 26.8 C - Htng 22.8 C, | Clng 26.8 C - Htng 23.0 C, | Clng 26.8 C - Htng 23.2 C, | Clng 26.8 C - Htng 23.4 C, | Clng 26.8 C - Htng 23.6 C, | Clng 26.8 C - Htng 23.8 C, | Clng 26.8 C - Htng 24.0 C, | Clng 26.8 C - Htng 24.2 C, | Clng 26.8 C - Htng 24.4 C, | Clng 26.8 C - Htng 24.6 C, | Clng 26.8 C - Htng 24.8 C, | Clng 26.8 C - Htng 25.0 C, | Clng 26.8 C - Htng 25.2 C, | Clng 26.8 C - Htng 25.4 C, | Clng 26.8 C - Htng 25.6 C, | Clng 26.8 C - Htng 25.8 C, | Clng 26.8 C - Htng 26.0 C,
|  | 27 | 42 | Clng 27.0 C - Htng 18.0 C, | Clng 27.0 C - Htng 18.2 C, | Clng 27.0 C - Htng 18.4 C, | Clng 27.0 C - Htng 18.6 C, | Clng 27.0 C - Htng 18.8 C, | Clng 27.0 C - Htng 19.0 C, | Clng 27.0 C - Htng 19.2 C, | Clng 27.0 C - Htng 19.4 C, | Clng 27.0 C - Htng 19.6 C, | Clng 27.0 C - Htng 19.8 C, | Clng 27.0 C - Htng 20.0 C, | Clng 27.0 C - Htng 20.2 C, | Clng 27.0 C - Htng 20.4 C, | Clng 27.0 C - Htng 20.6 C, | Clng 27.0 C - Htng 20.8 C, | Clng 27.0 C - Htng 21.0 C, | Clng 27.0 C - Htng 21.2 C, | Clng 27.0 C - Htng 21.4 C, | Clng 27.0 C - Htng 21.6 C, | Clng 27.0 C - Htng 21.8 C, | Clng 27.0 C - Htng 22.0 C, | Clng 27.0 C - Htng 22.2 C, | Clng 27.0 C - Htng 22.4 C, | Clng 27.0 C - Htng 22.6 C, | Clng 27.0 C - Htng 22.8 C, | Clng 27.0 C - Htng 23.0 C, | Clng 27.0 C - Htng 23.2 C, | Clng 27.0 C - Htng 23.4 C, | Clng 27.0 C - Htng 23.6 C, | Clng 27.0 C - Htng 23.8 C, | Clng 27.0 C - Htng 24.0 C, | Clng 27.0 C - Htng 24.2 C, | Clng 27.0 C - Htng 24.4 C, | Clng 27.0 C - Htng 24.6 C, | Clng 27.0 C - Htng 24.8 C, | Clng 27.0 C - Htng 25.0 C, | Clng 27.0 C - Htng 25.2 C, | Clng 27.0 C - Htng 25.4 C, | Clng 27.0 C - Htng 25.6 C, | Clng 27.0 C - Htng 25.8 C, | Clng 27.0 C - Htng 26.0 C,
|  | 27.2 | 43 | Clng 27.2 C - Htng 18.0 C, | Clng 27.2 C - Htng 18.2 C, | Clng 27.2 C - Htng 18.4 C, | Clng 27.2 C - Htng 18.6 C, | Clng 27.2 C - Htng 18.8 C, | Clng 27.2 C - Htng 19.0 C, | Clng 27.2 C - Htng 19.2 C, | Clng 27.2 C - Htng 19.4 C, | Clng 27.2 C - Htng 19.6 C, | Clng 27.2 C - Htng 19.8 C, | Clng 27.2 C - Htng 20.0 C, | Clng 27.2 C - Htng 20.2 C, | Clng 27.2 C - Htng 20.4 C, | Clng 27.2 C - Htng 20.6 C, | Clng 27.2 C - Htng 20.8 C, | Clng 27.2 C - Htng 21.0 C, | Clng 27.2 C - Htng 21.2 C, | Clng 27.2 C - Htng 21.4 C, | Clng 27.2 C - Htng 21.6 C, | Clng 27.2 C - Htng 21.8 C, | Clng 27.2 C - Htng 22.0 C, | Clng 27.2 C - Htng 22.2 C, | Clng 27.2 C - Htng 22.4 C, | Clng 27.2 C - Htng 22.6 C, | Clng 27.2 C - Htng 22.8 C, | Clng 27.2 C - Htng 23.0 C, | Clng 27.2 C - Htng 23.2 C, | Clng 27.2 C - Htng 23.4 C, | Clng 27.2 C - Htng 23.6 C, | Clng 27.2 C - Htng 23.8 C, | Clng 27.2 C - Htng 24.0 C, | Clng 27.2 C - Htng 24.2 C, | Clng 27.2 C - Htng 24.4 C, | Clng 27.2 C - Htng 24.6 C, | Clng 27.2 C - Htng 24.8 C, | Clng 27.2 C - Htng 25.0 C, | Clng 27.2 C - Htng 25.2 C, | Clng 27.2 C - Htng 25.4 C, | Clng 27.2 C - Htng 25.6 C, | Clng 27.2 C - Htng 25.8 C, | Clng 27.2 C - Htng 26.0 C,
|  | 27.4 | 44 | Clng 27.4 C - Htng 18.0 C, | Clng 27.4 C - Htng 18.2 C, | Clng 27.4 C - Htng 18.4 C, | Clng 27.4 C - Htng 18.6 C, | Clng 27.4 C - Htng 18.8 C, | Clng 27.4 C - Htng 19.0 C, | Clng 27.4 C - Htng 19.2 C, | Clng 27.4 C - Htng 19.4 C, | Clng 27.4 C - Htng 19.6 C, | Clng 27.4 C - Htng 19.8 C, | Clng 27.4 C - Htng 20.0 C, | Clng 27.4 C - Htng 20.2 C, | Clng 27.4 C - Htng 20.4 C, | Clng 27.4 C - Htng 20.6 C, | Clng 27.4 C - Htng 20.8 C, | Clng 27.4 C - Htng 21.0 C, | Clng 27.4 C - Htng 21.2 C, | Clng 27.4 C - Htng 21.4 C, | Clng 27.4 C - Htng 21.6 C, | Clng 27.4 C - Htng 21.8 C, | Clng 27.4 C - Htng 22.0 C, | Clng 27.4 C - Htng 22.2 C, | Clng 27.4 C - Htng 22.4 C, | Clng 27.4 C - Htng 22.6 C, | Clng 27.4 C - Htng 22.8 C, | Clng 27.4 C - Htng 23.0 C, | Clng 27.4 C - Htng 23.2 C, | Clng 27.4 C - Htng 23.4 C, | Clng 27.4 C - Htng 23.6 C, | Clng 27.4 C - Htng 23.8 C, | Clng 27.4 C - Htng 24.0 C, | Clng 27.4 C - Htng 24.2 C, | Clng 27.4 C - Htng 24.4 C, | Clng 27.4 C - Htng 24.6 C, | Clng 27.4 C - Htng 24.8 C, | Clng 27.4 C - Htng 25.0 C, | Clng 27.4 C - Htng 25.2 C, | Clng 27.4 C - Htng 25.4 C, | Clng 27.4 C - Htng 25.6 C, | Clng 27.4 C - Htng 25.8 C, | Clng 27.4 C - Htng 26.0 C,
|  | 27.6 | 45 | Clng 27.6 C - Htng 18.0 C, | Clng 27.6 C - Htng 18.2 C, | Clng 27.6 C - Htng 18.4 C, | Clng 27.6 C - Htng 18.6 C, | Clng 27.6 C - Htng 18.8 C, | Clng 27.6 C - Htng 19.0 C, | Clng 27.6 C - Htng 19.2 C, | Clng 27.6 C - Htng 19.4 C, | Clng 27.6 C - Htng 19.6 C, | Clng 27.6 C - Htng 19.8 C, | Clng 27.6 C - Htng 20.0 C, | Clng 27.6 C - Htng 20.2 C, | Clng 27.6 C - Htng 20.4 C, | Clng 27.6 C - Htng 20.6 C, | Clng 27.6 C - Htng 20.8 C, | Clng 27.6 C - Htng 21.0 C, | Clng 27.6 C - Htng 21.2 C, | Clng 27.6 C - Htng 21.4 C, | Clng 27.6 C - Htng 21.6 C, | Clng 27.6 C - Htng 21.8 C, | Clng 27.6 C - Htng 22.0 C, | Clng 27.6 C - Htng 22.2 C, | Clng 27.6 C - Htng 22.4 C, | Clng 27.6 C - Htng 22.6 C, | Clng 27.6 C - Htng 22.8 C, | Clng 27.6 C - Htng 23.0 C, | Clng 27.6 C - Htng 23.2 C, | Clng 27.6 C - Htng 23.4 C, | Clng 27.6 C - Htng 23.6 C, | Clng 27.6 C - Htng 23.8 C, | Clng 27.6 C - Htng 24.0 C, | Clng 27.6 C - Htng 24.2 C, | Clng 27.6 C - Htng 24.4 C, | Clng 27.6 C - Htng 24.6 C, | Clng 27.6 C - Htng 24.8 C, | Clng 27.6 C - Htng 25.0 C, | Clng 27.6 C - Htng 25.2 C, | Clng 27.6 C - Htng 25.4 C, | Clng 27.6 C - Htng 25.6 C, | Clng 27.6 C - Htng 25.8 C, | Clng 27.6 C - Htng 26.0 C,
|  | 27.8 | 46 | Clng 27.8 C - Htng 18.0 C, | Clng 27.8 C - Htng 18.2 C, | Clng 27.8 C - Htng 18.4 C, | Clng 27.8 C - Htng 18.6 C, | Clng 27.8 C - Htng 18.8 C, | Clng 27.8 C - Htng 19.0 C, | Clng 27.8 C - Htng 19.2 C, | Clng 27.8 C - Htng 19.4 C, | Clng 27.8 C - Htng 19.6 C, | Clng 27.8 C - Htng 19.8 C, | Clng 27.8 C - Htng 20.0 C, | Clng 27.8 C - Htng 20.2 C, | Clng 27.8 C - Htng 20.4 C, | Clng 27.8 C - Htng 20.6 C, | Clng 27.8 C - Htng 20.8 C, | Clng 27.8 C - Htng 21.0 C, | Clng 27.8 C - Htng 21.2 C, | Clng 27.8 C - Htng 21.4 C, | Clng 27.8 C - Htng 21.6 C, | Clng 27.8 C - Htng 21.8 C, | Clng 27.8 C - Htng 22.0 C, | Clng 27.8 C - Htng 22.2 C, | Clng 27.8 C - Htng 22.4 C, | Clng 27.8 C - Htng 22.6 C, | Clng 27.8 C - Htng 22.8 C, | Clng 27.8 C - Htng 23.0 C, | Clng 27.8 C - Htng 23.2 C, | Clng 27.8 C - Htng 23.4 C, | Clng 27.8 C - Htng 23.6 C, | Clng 27.8 C - Htng 23.8 C, | Clng 27.8 C - Htng 24.0 C, | Clng 27.8 C - Htng 24.2 C, | Clng 27.8 C - Htng 24.4 C, | Clng 27.8 C - Htng 24.6 C, | Clng 27.8 C - Htng 24.8 C, | Clng 27.8 C - Htng 25.0 C, | Clng 27.8 C - Htng 25.2 C, | Clng 27.8 C - Htng 25.4 C, | Clng 27.8 C - Htng 25.6 C, | Clng 27.8 C - Htng 25.8 C, | Clng 27.8 C - Htng 26.0 C,
|  | 28 | 47 | Clng 28.0 C - Htng 18.0 C, | Clng 28.0 C - Htng 18.2 C, | Clng 28.0 C - Htng 18.4 C, | Clng 28.0 C - Htng 18.6 C, | Clng 28.0 C - Htng 18.8 C, | Clng 28.0 C - Htng 19.0 C, | Clng 28.0 C - Htng 19.2 C, | Clng 28.0 C - Htng 19.4 C, | Clng 28.0 C - Htng 19.6 C, | Clng 28.0 C - Htng 19.8 C, | Clng 28.0 C - Htng 20.0 C, | Clng 28.0 C - Htng 20.2 C, | Clng 28.0 C - Htng 20.4 C, | Clng 28.0 C - Htng 20.6 C, | Clng 28.0 C - Htng 20.8 C, | Clng 28.0 C - Htng 21.0 C, | Clng 28.0 C - Htng 21.2 C, | Clng 28.0 C - Htng 21.4 C, | Clng 28.0 C - Htng 21.6 C, | Clng 28.0 C - Htng 21.8 C, | Clng 28.0 C - Htng 22.0 C, | Clng 28.0 C - Htng 22.2 C, | Clng 28.0 C - Htng 22.4 C, | Clng 28.0 C - Htng 22.6 C, | Clng 28.0 C - Htng 22.8 C, | Clng 28.0 C - Htng 23.0 C, | Clng 28.0 C - Htng 23.2 C, | Clng 28.0 C - Htng 23.4 C, | Clng 28.0 C - Htng 23.6 C, | Clng 28.0 C - Htng 23.8 C, | Clng 28.0 C - Htng 24.0 C, | Clng 28.0 C - Htng 24.2 C, | Clng 28.0 C - Htng 24.4 C, | Clng 28.0 C - Htng 24.6 C, | Clng 28.0 C - Htng 24.8 C, | Clng 28.0 C - Htng 25.0 C, | Clng 28.0 C - Htng 25.2 C, | Clng 28.0 C - Htng 25.4 C, | Clng 28.0 C - Htng 25.6 C, | Clng 28.0 C - Htng 25.8 C, | Clng 28.0 C - Htng 26.0 C,
|  | 28.2 | 48 | Clng 28.2 C - Htng 18.0 C, | Clng 28.2 C - Htng 18.2 C, | Clng 28.2 C - Htng 18.4 C, | Clng 28.2 C - Htng 18.6 C, | Clng 28.2 C - Htng 18.8 C, | Clng 28.2 C - Htng 19.0 C, | Clng 28.2 C - Htng 19.2 C, | Clng 28.2 C - Htng 19.4 C, | Clng 28.2 C - Htng 19.6 C, | Clng 28.2 C - Htng 19.8 C, | Clng 28.2 C - Htng 20.0 C, | Clng 28.2 C - Htng 20.2 C, | Clng 28.2 C - Htng 20.4 C, | Clng 28.2 C - Htng 20.6 C, | Clng 28.2 C - Htng 20.8 C, | Clng 28.2 C - Htng 21.0 C, | Clng 28.2 C - Htng 21.2 C, | Clng 28.2 C - Htng 21.4 C, | Clng 28.2 C - Htng 21.6 C, | Clng 28.2 C - Htng 21.8 C, | Clng 28.2 C - Htng 22.0 C, | Clng 28.2 C - Htng 22.2 C, | Clng 28.2 C - Htng 22.4 C, | Clng 28.2 C - Htng 22.6 C, | Clng 28.2 C - Htng 22.8 C, | Clng 28.2 C - Htng 23.0 C, | Clng 28.2 C - Htng 23.2 C, | Clng 28.2 C - Htng 23.4 C, | Clng 28.2 C - Htng 23.6 C, | Clng 28.2 C - Htng 23.8 C, | Clng 28.2 C - Htng 24.0 C, | Clng 28.2 C - Htng 24.2 C, | Clng 28.2 C - Htng 24.4 C, | Clng 28.2 C - Htng 24.6 C, | Clng 28.2 C - Htng 24.8 C, | Clng 28.2 C - Htng 25.0 C, | Clng 28.2 C - Htng 25.2 C, | Clng 28.2 C - Htng 25.4 C, | Clng 28.2 C - Htng 25.6 C, | Clng 28.2 C - Htng 25.8 C, | Clng 28.2 C - Htng 26.0 C,
|  | 28.4 | 49 | Clng 28.4 C - Htng 18.0 C, | Clng 28.4 C - Htng 18.2 C, | Clng 28.4 C - Htng 18.4 C, | Clng 28.4 C - Htng 18.6 C, | Clng 28.4 C - Htng 18.8 C, | Clng 28.4 C - Htng 19.0 C, | Clng 28.4 C - Htng 19.2 C, | Clng 28.4 C - Htng 19.4 C, | Clng 28.4 C - Htng 19.6 C, | Clng 28.4 C - Htng 19.8 C, | Clng 28.4 C - Htng 20.0 C, | Clng 28.4 C - Htng 20.2 C, | Clng 28.4 C - Htng 20.4 C, | Clng 28.4 C - Htng 20.6 C, | Clng 28.4 C - Htng 20.8 C, | Clng 28.4 C - Htng 21.0 C, | Clng 28.4 C - Htng 21.2 C, | Clng 28.4 C - Htng 21.4 C, | Clng 28.4 C - Htng 21.6 C, | Clng 28.4 C - Htng 21.8 C, | Clng 28.4 C - Htng 22.0 C, | Clng 28.4 C - Htng 22.2 C, | Clng 28.4 C - Htng 22.4 C, | Clng 28.4 C - Htng 22.6 C, | Clng 28.4 C - Htng 22.8 C, | Clng 28.4 C - Htng 23.0 C, | Clng 28.4 C - Htng 23.2 C, | Clng 28.4 C - Htng 23.4 C, | Clng 28.4 C - Htng 23.6 C, | Clng 28.4 C - Htng 23.8 C, | Clng 28.4 C - Htng 24.0 C, | Clng 28.4 C - Htng 24.2 C, | Clng 28.4 C - Htng 24.4 C, | Clng 28.4 C - Htng 24.6 C, | Clng 28.4 C - Htng 24.8 C, | Clng 28.4 C - Htng 25.0 C, | Clng 28.4 C - Htng 25.2 C, | Clng 28.4 C - Htng 25.4 C, | Clng 28.4 C - Htng 25.6 C, | Clng 28.4 C - Htng 25.8 C, | Clng 28.4 C - Htng 26.0 C,
|  | 28.6 | 50 | Clng 28.6 C - Htng 18.0 C, | Clng 28.6 C - Htng 18.2 C, | Clng 28.6 C - Htng 18.4 C, | Clng 28.6 C - Htng 18.6 C, | Clng 28.6 C - Htng 18.8 C, | Clng 28.6 C - Htng 19.0 C, | Clng 28.6 C - Htng 19.2 C, | Clng 28.6 C - Htng 19.4 C, | Clng 28.6 C - Htng 19.6 C, | Clng 28.6 C - Htng 19.8 C, | Clng 28.6 C - Htng 20.0 C, | Clng 28.6 C - Htng 20.2 C, | Clng 28.6 C - Htng 20.4 C, | Clng 28.6 C - Htng 20.6 C, | Clng 28.6 C - Htng 20.8 C, | Clng 28.6 C - Htng 21.0 C, | Clng 28.6 C - Htng 21.2 C, | Clng 28.6 C - Htng 21.4 C, | Clng 28.6 C - Htng 21.6 C, | Clng 28.6 C - Htng 21.8 C, | Clng 28.6 C - Htng 22.0 C, | Clng 28.6 C - Htng 22.2 C, | Clng 28.6 C - Htng 22.4 C, | Clng 28.6 C - Htng 22.6 C, | Clng 28.6 C - Htng 22.8 C, | Clng 28.6 C - Htng 23.0 C, | Clng 28.6 C - Htng 23.2 C, | Clng 28.6 C - Htng 23.4 C, | Clng 28.6 C - Htng 23.6 C, | Clng 28.6 C - Htng 23.8 C, | Clng 28.6 C - Htng 24.0 C, | Clng 28.6 C - Htng 24.2 C, | Clng 28.6 C - Htng 24.4 C, | Clng 28.6 C - Htng 24.6 C, | Clng 28.6 C - Htng 24.8 C, | Clng 28.6 C - Htng 25.0 C, | Clng 28.6 C - Htng 25.2 C, | Clng 28.6 C - Htng 25.4 C, | Clng 28.6 C - Htng 25.6 C, | Clng 28.6 C - Htng 25.8 C, | Clng 28.6 C - Htng 26.0 C,
|  | 28.8 | 51 | Clng 28.8 C - Htng 18.0 C, | Clng 28.8 C - Htng 18.2 C, | Clng 28.8 C - Htng 18.4 C, | Clng 28.8 C - Htng 18.6 C, | Clng 28.8 C - Htng 18.8 C, | Clng 28.8 C - Htng 19.0 C, | Clng 28.8 C - Htng 19.2 C, | Clng 28.8 C - Htng 19.4 C, | Clng 28.8 C - Htng 19.6 C, | Clng 28.8 C - Htng 19.8 C, | Clng 28.8 C - Htng 20.0 C, | Clng 28.8 C - Htng 20.2 C, | Clng 28.8 C - Htng 20.4 C, | Clng 28.8 C - Htng 20.6 C, | Clng 28.8 C - Htng 20.8 C, | Clng 28.8 C - Htng 21.0 C, | Clng 28.8 C - Htng 21.2 C, | Clng 28.8 C - Htng 21.4 C, | Clng 28.8 C - Htng 21.6 C, | Clng 28.8 C - Htng 21.8 C, | Clng 28.8 C - Htng 22.0 C, | Clng 28.8 C - Htng 22.2 C, | Clng 28.8 C - Htng 22.4 C, | Clng 28.8 C - Htng 22.6 C, | Clng 28.8 C - Htng 22.8 C, | Clng 28.8 C - Htng 23.0 C, | Clng 28.8 C - Htng 23.2 C, | Clng 28.8 C - Htng 23.4 C, | Clng 28.8 C - Htng 23.6 C, | Clng 28.8 C - Htng 23.8 C, | Clng 28.8 C - Htng 24.0 C, | Clng 28.8 C - Htng 24.2 C, | Clng 28.8 C - Htng 24.4 C, | Clng 28.8 C - Htng 24.6 C, | Clng 28.8 C - Htng 24.8 C, | Clng 28.8 C - Htng 25.0 C, | Clng 28.8 C - Htng 25.2 C, | Clng 28.8 C - Htng 25.4 C, | Clng 28.8 C - Htng 25.6 C, | Clng 28.8 C - Htng 25.8 C, | Clng 28.8 C - Htng 26.0 C,

## CSV-Stat
!
! ********************************** | ******* THERMOSTATS | ******** | ****************************************** | ********************************
! For load calcs only
!
! OBJECT NAME | Zone Name | N/A | Control Type | N/A
!
! No Tstat, UNCOND Zone | HHA ZONE , Field 1: Zone # Tstat, | ,
! No Tstat, UNCOND Zone | 1 Tstat, | ,
! No Tstat, UNCOND Zone | 2 Tstat, | ,
! No Tstat, UNCOND Zone | 1 Tstat, | ,
! No Tstat, UNCOND Zone | 1 Tstat, | ,
! No Tstat, UNCOND Zone | 1 Tstat, | ,
! No Tstat, UNCOND Zone | 1 Tstat, | ,
! No Tstat, UNCOND Zone | 1 Tstat, | ,
! No Tstat, UNCOND Zone | 1 Tstat, | ,
! No Tstat, UNCOND Zone | 1 Tstat, | ,
! No Tstat, UNCOND Zone | 1 Tstat, | ,
! No Tstat, UNCOND Zone | 1 Tstat, | ,
! No Tstat, UNCOND Zone | 1 Tstat, | ,
! No Tstat, UNCOND Zone | 1 Tstat, | ,
! No Tstat, UNCOND Zone | 1 Tstat, | ,
! No Tstat, UNCOND Zone | 1 Tstat, | ,
! No Tstat, UNCOND Zone | 1 Tstat, | ,
! No Tstat, UNCOND Zone | 1 Tstat, | ,
! No Tstat, UNCOND Zone | 1 Tstat, | ,
! No Tstat, UNCOND Zone | 1 Tstat, | ,
! No Tstat, UNCOND Zone | 1 Tstat, | ,
! No Tstat, UNCOND Zone | 1 Tstat, | ,
! No Tstat, UNCOND Zone | 1 Tstat, | ,
! No Tstat, UNCOND Zone | 1 Tstat, | ,
! No Tstat, UNCOND Zone | 1 Tstat, | ,
! No Tstat, UNCOND Zone | 1 Tstat, | ,
! No Tstat, UNCOND Zone | 1 Tstat, | ,
! No Tstat, UNCOND Zone | 1 Tstat, | ,
! No Tstat, UNCOND Zone | 1 Tstat, | ,
! No Tstat, UNCOND Zone | 1 Tstat, | ,
! No Tstat, UNCOND Zone | 1 Tstat, | ,
! No Tstat, UNCOND Zone | 1 Tstat, | ,
! No Tstat, UNCOND Zone | 1 Tstat, | ,
! No Tstat, UNCOND Zone | 1 Tstat, | ,
! No Tstat, UNCOND Zone | 1 Tstat, | ,
! No Tstat, UNCOND Zone | 1 Tstat, | ,
! No Tstat, UNCOND Zone | 1 Tstat, | ,
! No Tstat, UNCOND Zone | 1 Tstat, | ,
! No Tstat, UNCOND Zone | 1 Tstat, | ,
! No Tstat, UNCOND Zone | 1 Tstat, | ,
! No Tstat, UNCOND Zone | 1 Tstat, | ,
! No Tstat, UNCOND Zone | 1 Tstat, | ,
! No Tstat, UNCOND Zone | 1 Tstat, | ,
! No Tstat, UNCOND Zone | 1 Tstat, | ,
! No Tstat, UNCOND Zone | 1 Tstat, | ,
! No Tstat, UNCOND Zone | 1 Tstat, | ,
! No Tstat, UNCOND Zone | 1 Tstat, | ,
! No Tstat, UNCOND Zone | 1 Tstat, | ,
! No Tstat, UNCOND Zone | 1 Tstat, | ,
! No Tstat, UNCOND Zone | 1 Tstat, | ,
! No Tstat, UNCOND Zone | 1 Tstat, | ,
! No Tstat, UNCOND Zone | 1 Tstat, | ,
! No Tstat, UNCOND Zone | 1 Tstat, | ,
! No Tstat, UNCOND Zone | 1 Tstat, | ,
! No Tstat, UNCOND Zone | 1 Tstat, | ,
! No Tstat, UNCOND Zone | 1 Tstat, | ,
! No Tstat, UNCOND Zone | 1 Tstat, | ,
! No Tstat, UNCOND Zone | 1 Tstat, | ,
! No Tstat, UNCOND Zone | 1 Tstat, | ,
! No Tstat, UNCOND Zone | 1 Tstat, | ,
! No Tstat, UNCOND Zone | 1 Tstat, | ,
! No Tstat, UNCOND Zone | 1 Tstat, | ,
! No Tstat, UNCOND Zone | 1 Tstat, | ,
! No Tstat, UNCOND Zone | 1 Tstat, | ,
! No Tstat, UNCOND Zone | 1 Tstat, | ,
! No Tstat, UNCOND Zone | 1 Tstat, | ,
! No Tstat, UNCOND Zone | 1 Tstat, | ,
! No Tstat, UNCOND Zone | 1 Tstat, | ,
! No Tstat, UNCOND Zone | 1 Tstat, | ,
! No Tstat, UNCOND Zone | 1 Tstat, | ,
! No Tstat, UNCOND Zone | 1 Tstat, | ,
! No Tstat, UNCOND Zone | 1 Tstat, | ,
! No Tstat, UNCOND Zone | 1 Tstat, | ,
! No Tstat, UNCOND Zone | 1 Tstat, | ,
! No Tstat, UNCOND Zone | 1 Tstat, | ,
! No Tstat, UNCOND Zone | 1 Tstat, | ,
! No Tstat, UNCOND Zone | 1 Tstat, | ,
! No Tstat, UNCOND Zone | 1 Tstat, | ,
! No Tstat, UNCOND Zone | 1 Tstat, | ,
! No Tstat, UNCOND Zone | 1 Tstat, | ,
! No Tstat, UNCOND Zone | 1 Tstat, | ,
! No Tstat, UNCOND Zone | 1 Tstat, | ,
! No Tstat, UNCOND Zone | 1 Tstat, | ,
! No Tstat, UNCOND Zone | 1 Tstat, | ,
! No Tstat, UNCOND Zone | 1 Tstat, | ,
! No Tstat, UNCOND Zone | 1 Tstat, | ,
! No Tstat, UNCOND Zone | 1 Tstat, | ,
! No Tstat, UNCOND Zone | 1 Tstat, | ,
! No Tstat, UNCOND Zone | 1 Tstat, | ,
! No Tstat, UNCOND Zone | 1 Tstat, | ,
! No Tstat, UNCOND Zone | 1 Tstat, | ,
! No Tstat, UNCOND Zone | 1 Tstat, | ,
! No Tstat, UNCOND Zone | 1 Tstat, | ,
! No Tstat, UNCOND Zone | 1 Tstat, | ,
! No Tstat, UNCOND Zone | 1 Tstat, | ,
! No Tstat, UNCOND Zone | 1 Tstat, | ,
! No Tstat, UNCOND Zone | 1 Tstat, | ,
! No Tstat, UNCOND Zone | 1 Tstat, | ,
! No Tstat, UNCOND Zone | 1 Tstat, | ,
! No Tstat, UNCOND Zone | 1 Tstat, | ,
! No Tstat, UNCOND Zone | 1 Tstat, | ,
! No Tstat, UNCOND Zone | 1 Tstat, | ,
! No Tstat, UNCOND Zone | 1 Tstat, | ,
! No Tstat, UNCOND Zone | 1 Tstat, | ,
! No Tstat, UNCOND Zone | 1 Tstat, | ,
! No Tstat, UNCOND Zone | 1 Tstat, | ,
! No Tstat, UNCOND Zone | 1 Tstat, | ,
! No Tstat, UNCOND Zone | 1 Tstat, | ,
! No Tstat, UNCOND Zone | 1 Tstat, | ,
! No Tstat, UNCOND Zone | 1 Tstat, | ,
! No Tstat, UNCOND Zone | 1 Tstat, | ,
! No Tstat, UNCOND Zone | 1 Tstat, | ,
! No Tstat, UNCOND Zone | 1 Tstat, | ,
! No Tstat, UNCOND Zone | 1 Tstat, | ,
! No Tstat, UNCOND Zone | 1 Tstat, | ,
! No Tstat, UNCOND Zone | 1 Tstat, | ,
! No Tstat, UNCOND Zone | 1 Tstat, | ,
! No Tstat, UNCOND Zone | 1 Tstat, | ,
! No Tstat, UNCOND Zone | 1 Tstat, | ,
! No Tstat, UNCOND Zone | 1 Tstat, | ,
! No Tstat, UNCOND Zone | 1 Tstat, | ,
! No Tstat, UNCOND Zone | 1 Tstat, | ,
! No Tstat, UNCOND Zone | 1 Tstat, | ,
! No Tstat, UNCOND Zone | 1 Tstat, | ,
! No Tstat, UNCOND Zone | 1 Tstat, | ,
! No Tstat, UNCOND Zone | 1 Tstat, | ,
! No Tstat, UNCOND Zone | 1 Tstat, | ,
! No Tstat, UNCOND Zone | 1 Tstat, | ,
! No Tstat, UNCOND Zone | 1 Tstat, | ,
! No Tstat, UNCOND Zone | 1 Tstat, | ,
! No Tstat, UNCOND Zone | 1 Tstat, | ,
! No Tstat, UNCOND Zone | 1 Tstat, | ,
! No Tstat, UNCOND Zone | 1 Tstat, | ,
! No Tstat, UNCOND Zone | 1 Tstat, | ,
! No Tstat, UNCOND Zone | 1 Tstat, | ,
! No Tstat, UNCOND Zone | 1 Tstat, | ,
! No Tstat, UNCOND Zone | 1 Tstat, | ,
! No Tstat, UNCOND Zone | 1 Tstat, | ,
! No Tstat, UNCOND Zone | 1 Tstat, | ,
! No Tstat, UNCOND Zone | 1 Tstat, | ,
! No Tstat, UNCOND Zone | 1 Tstat, | ,
! No Tstat, UNCOND Zone | 1 Tstat, | ,
! No Tstat, UNCOND Zone | 1 Tstat, | ,
! No Tstat, UNCOND Zone | 1 Tstat, | ,
! No Tstat, UNCOND Zone | 1 Tstat, | ,
! No Tstat, UNCOND Zone | 1 Tstat, | ,
! No Tstat, UNCOND Zone | 1 Tstat, | ,
! No Tstat, UNCOND Zone | 1 Tstat, | ,
! No Tstat, UNCOND Zone | 1 Tstat, | ,
! No Tstat, UNCOND Zone | 1 Tstat, | ,
! No Tstat, UNCOND Zone | 1 Tstat, | ,
! No Tstat, UNCOND Zone | 1 Tstat, | ,
! No Tstat, UNCOND Zone | 1 Tstat, | ,
! No Tstat, UNCOND Zone | 1 Tstat, | ,
! No Tstat, UNCOND Zone | 1 Tstat, | ,
! No Tstat, UNCOND Zone | 1 Tstat, | ,
! No Tstat, UNCOND Zone | 1 Tstat, | ,
! No Tstat, UNCOND Zone | 1 Tstat, | ,
! No Tstat, UNCOND Zone | 1 Tstat, | ,
! No Tstat, UNCOND Zone | 1 Tstat, | ,
! No Tstat, UNCOND Zone | 1 Tstat, | ,
! No Tstat, UNCOND Zone | 1 Tstat, | ,
! No Tstat, UNCOND Zone | 1 Tstat, | ,
! No Tstat, UNCOND Zone | 1 Tstat, | ,
! No Tstat, UNCOND Zone | 1 Tstat, | ,
! No Tstat, UNCOND Zone | 1 Tstat, | ,
! No Tstat, UNCOND Zone | 1 Tstat, | ,
! No Tstat, UNCOND Zone | 1 Tstat, | ,
! No Tstat, UNCOND Zone | 1 Tstat, | ,
! No Tstat, UNCOND Zone | 1 Tstat, | ,
! No Tstat, UNCOND Zone | 1 Tstat, | ,
! No Tstat, UNCOND Zone | 1 Tstat, | ,
! No Tstat, UNCOND Zone | 1 Tstat, | ,
! No Tstat, UNCOND Zone | 1 Tstat, | ,
! No Tstat, UNCOND Zone | 1 Tstat, | ,
! No Tstat, UNCOND Zone | 1 Tstat, | ,
! No Tstat, UNCOND Zone | 1 Tstat, | ,
! No Tstat, UNCOND Zone | 1 Tstat, | ,
! No Tstat, UNCOND Zone | 1 Tstat, | ,
! No Tstat, UNCOND Zone | 1 Tstat, | ,
! No Tstat, UNCOND Zone | 1 Tstat, | ,
! No Tstat, UNCOND Zone | 1 Tstat, | ,
! No Tstat, UNCOND Zone | 1 Tstat, | ,
! No Tstat, UNCOND Zone | 1 Tstat, | ,
! No Tstat, UNCOND Zone | 1 Tstat, | ,
! No Tstat, UNCOND Zone | 1 Tstat, | ,
! No Tstat, UNCOND Zone | 1 Tstat, | ,
! No Tstat, UNCOND Zone | 1 Tstat, | ,
! No Tstat, UNCOND Zone | 1 Tstat, | ,
! No Tstat, UNCOND Zone | 1 Tstat, | ,
! No Tstat, UNCOND Zone | 1 Tstat, | ,
! No Tstat, UNCOND Zone | 1 Tstat, | ,
! No Tstat, UNCOND Zone | 1 Tstat, | ,
! No Tstat, UNCOND Zone | 1 Tstat, | ,
! No Tstat, UNCOND Zone | 1 Tstat, | ,
! No Tstat, UNCOND Zone | 1 Tstat, | ,
! No Tstat, UNCOND Zone | 1 Tstat, | ,
! No Tstat, UNCOND Zone | 1 Tstat, | ,
! No Tstat, UNCOND Zone | 1 Tstat, | ,
! No Tstat, UNCOND Zone | 1 Tstat, | ,

## CSV-StPt1
!
! ********************************************* | TSTAT SINGLE-SETPOINT | OBJECTS ***********************
! For load calcs only
!
!
!
ThermostatSetpoint:SingleHeating, | Tstat Htng Setpoint 15.0 C, | Tstat Sch Htng 15.0 C;
ThermostatSetpoint:SingleHeating, | Tstat Htng Setpoint 15.2 C, | Tstat Sch Htng 15.2 C;
ThermostatSetpoint:SingleHeating, | Tstat Htng Setpoint 15.4 C, | Tstat Sch Htng 15.4 C;
ThermostatSetpoint:SingleHeating, | Tstat Htng Setpoint 15.6 C, | Tstat Sch Htng 15.6 C;
ThermostatSetpoint:SingleHeating, | Tstat Htng Setpoint 15.8 C, | Tstat Sch Htng 15.8 C;
ThermostatSetpoint:SingleHeating, | Tstat Htng Setpoint 16.0 C, | Tstat Sch Htng 16.0 C;
ThermostatSetpoint:SingleHeating, | Tstat Htng Setpoint 16.2 C, | Tstat Sch Htng 16.2 C;
ThermostatSetpoint:SingleHeating, | Tstat Htng Setpoint 16.4 C, | Tstat Sch Htng 16.4 C;
ThermostatSetpoint:SingleHeating, | Tstat Htng Setpoint 16.6 C, | Tstat Sch Htng 16.6 C;
ThermostatSetpoint:SingleHeating, | Tstat Htng Setpoint 16.8 C, | Tstat Sch Htng 16.8 C;
ThermostatSetpoint:SingleHeating, | Tstat Htng Setpoint 17.0 C, | Tstat Sch Htng 17.0 C;
ThermostatSetpoint:SingleHeating, | Tstat Htng Setpoint 17.2 C, | Tstat Sch Htng 17.2 C;
ThermostatSetpoint:SingleHeating, | Tstat Htng Setpoint 17.4 C, | Tstat Sch Htng 17.4 C;
ThermostatSetpoint:SingleHeating, | Tstat Htng Setpoint 17.6 C, | Tstat Sch Htng 17.6 C;
ThermostatSetpoint:SingleHeating, | Tstat Htng Setpoint 17.8 C, | Tstat Sch Htng 17.8 C;
ThermostatSetpoint:SingleHeating, | Tstat Htng Setpoint 18.0 C, | Tstat Sch Htng 18.0 C;
ThermostatSetpoint:SingleHeating, | Tstat Htng Setpoint 18.2 C, | Tstat Sch Htng 18.2 C;
ThermostatSetpoint:SingleHeating, | Tstat Htng Setpoint 18.4 C, | Tstat Sch Htng 18.4 C;
ThermostatSetpoint:SingleHeating, | Tstat Htng Setpoint 18.6 C, | Tstat Sch Htng 18.6 C;
ThermostatSetpoint:SingleHeating, | Tstat Htng Setpoint 18.8 C, | Tstat Sch Htng 18.8 C;
ThermostatSetpoint:SingleHeating, | Tstat Htng Setpoint 19.0 C, | Tstat Sch Htng 19.0 C;
ThermostatSetpoint:SingleHeating, | Tstat Htng Setpoint 19.2 C, | Tstat Sch Htng 19.2 C;
ThermostatSetpoint:SingleHeating, | Tstat Htng Setpoint 19.4 C, | Tstat Sch Htng 19.4 C;
ThermostatSetpoint:SingleHeating, | Tstat Htng Setpoint 19.6 C, | Tstat Sch Htng 19.6 C;
ThermostatSetpoint:SingleHeating, | Tstat Htng Setpoint 19.8 C, | Tstat Sch Htng 19.8 C;
ThermostatSetpoint:SingleHeating, | Tstat Htng Setpoint 20.0 C, | Tstat Sch Htng 20.0 C;
ThermostatSetpoint:SingleHeating, | Tstat Htng Setpoint 20.2 C, | Tstat Sch Htng 20.2 C;
ThermostatSetpoint:SingleHeating, | Tstat Htng Setpoint 20.4 C, | Tstat Sch Htng 20.4 C;
ThermostatSetpoint:SingleHeating, | Tstat Htng Setpoint 20.6 C, | Tstat Sch Htng 20.6 C;
ThermostatSetpoint:SingleHeating, | Tstat Htng Setpoint 20.8 C, | Tstat Sch Htng 20.8 C;
ThermostatSetpoint:SingleHeating, | Tstat Htng Setpoint 21.0 C, | Tstat Sch Htng 21.0 C;
ThermostatSetpoint:SingleHeating, | Tstat Htng Setpoint 21.2 C, | Tstat Sch Htng 21.2 C;
ThermostatSetpoint:SingleHeating, | Tstat Htng Setpoint 21.4 C, | Tstat Sch Htng 21.4 C;
ThermostatSetpoint:SingleHeating, | Tstat Htng Setpoint 21.6 C, | Tstat Sch Htng 21.6 C;
ThermostatSetpoint:SingleHeating, | Tstat Htng Setpoint 21.8 C, | Tstat Sch Htng 21.8 C;
ThermostatSetpoint:SingleHeating, | Tstat Htng Setpoint 22.0 C, | Tstat Sch Htng 22.0 C;
ThermostatSetpoint:SingleHeating, | Tstat Htng Setpoint 22.2 C, | Tstat Sch Htng 22.2 C;
ThermostatSetpoint:SingleHeating, | Tstat Htng Setpoint 22.4 C, | Tstat Sch Htng 22.4 C;
ThermostatSetpoint:SingleHeating, | Tstat Htng Setpoint 22.6 C, | Tstat Sch Htng 22.6 C;
ThermostatSetpoint:SingleHeating, | Tstat Htng Setpoint 22.8 C, | Tstat Sch Htng 22.8 C;
ThermostatSetpoint:SingleHeating, | Tstat Htng Setpoint 23.0 C, | Tstat Sch Htng 23.0 C;
ThermostatSetpoint:SingleHeating, | Tstat Htng Setpoint 23.2 C, | Tstat Sch Htng 23.2 C;
ThermostatSetpoint:SingleHeating, | Tstat Htng Setpoint 23.4 C, | Tstat Sch Htng 23.4 C;
ThermostatSetpoint:SingleHeating, | Tstat Htng Setpoint 23.6 C, | Tstat Sch Htng 23.6 C;
ThermostatSetpoint:SingleHeating, | Tstat Htng Setpoint 23.8 C, | Tstat Sch Htng 23.8 C;
ThermostatSetpoint:SingleHeating, | Tstat Htng Setpoint 24.0 C, | Tstat Sch Htng 24.0 C;
ThermostatSetpoint:SingleHeating, | Tstat Htng Setpoint 24.2 C, | Tstat Sch Htng 24.2 C;
ThermostatSetpoint:SingleHeating, | Tstat Htng Setpoint 24.4 C, | Tstat Sch Htng 24.4 C;
ThermostatSetpoint:SingleHeating, | Tstat Htng Setpoint 24.6 C, | Tstat Sch Htng 24.6 C;
ThermostatSetpoint:SingleHeating, | Tstat Htng Setpoint 24.8 C, | Tstat Sch Htng 24.8 C;
ThermostatSetpoint:SingleHeating, | Tstat Htng Setpoint 25.0 C, | Tstat Sch Htng 25.0 C;
ThermostatSetpoint:SingleHeating, | Tstat Htng Setpoint 25.2 C, | Tstat Sch Htng 25.2 C;
ThermostatSetpoint:SingleHeating, | Tstat Htng Setpoint 25.4 C, | Tstat Sch Htng 25.4 C;
ThermostatSetpoint:SingleHeating, | Tstat Htng Setpoint 25.6 C, | Tstat Sch Htng 25.6 C;
ThermostatSetpoint:SingleHeating, | Tstat Htng Setpoint 25.8 C, | Tstat Sch Htng 25.8 C;
ThermostatSetpoint:SingleHeating, | Tstat Htng Setpoint 26.0 C, | Tstat Sch Htng 26.0 C;
ThermostatSetpoint:SingleCooling, | Tstat Clng Setpoint 19.0 C, | Tstat Sch Clng 19.0 C;
ThermostatSetpoint:SingleCooling, | Tstat Clng Setpoint 19.2 C, | Tstat Sch Clng 19.2 C;
ThermostatSetpoint:SingleCooling, | Tstat Clng Setpoint 19.4 C, | Tstat Sch Clng 19.4 C;
ThermostatSetpoint:SingleCooling, | Tstat Clng Setpoint 19.6 C, | Tstat Sch Clng 19.6 C;
ThermostatSetpoint:SingleCooling, | Tstat Clng Setpoint 19.8 C, | Tstat Sch Clng 19.8 C;
ThermostatSetpoint:SingleCooling, | Tstat Clng Setpoint 20.0 C, | Tstat Sch Clng 20.0 C;
ThermostatSetpoint:SingleCooling, | Tstat Clng Setpoint 20.2 C, | Tstat Sch Clng 20.2 C;
ThermostatSetpoint:SingleCooling, | Tstat Clng Setpoint 20.4 C, | Tstat Sch Clng 20.4 C;
ThermostatSetpoint:SingleCooling, | Tstat Clng Setpoint 20.6 C, | Tstat Sch Clng 20.6 C;
ThermostatSetpoint:SingleCooling, | Tstat Clng Setpoint 20.8 C, | Tstat Sch Clng 20.8 C;
ThermostatSetpoint:SingleCooling, | Tstat Clng Setpoint 21.0 C, | Tstat Sch Clng 21.0 C;
ThermostatSetpoint:SingleCooling, | Tstat Clng Setpoint 21.2 C, | Tstat Sch Clng 21.2 C;
ThermostatSetpoint:SingleCooling, | Tstat Clng Setpoint 21.4 C, | Tstat Sch Clng 21.4 C;
ThermostatSetpoint:SingleCooling, | Tstat Clng Setpoint 21.6 C, | Tstat Sch Clng 21.6 C;
ThermostatSetpoint:SingleCooling, | Tstat Clng Setpoint 21.8 C, | Tstat Sch Clng 21.8 C;
ThermostatSetpoint:SingleCooling, | Tstat Clng Setpoint 22.0 C, | Tstat Sch Clng 22.0 C;
ThermostatSetpoint:SingleCooling, | Tstat Clng Setpoint 22.2 C, | Tstat Sch Clng 22.2 C;
ThermostatSetpoint:SingleCooling, | Tstat Clng Setpoint 22.4 C, | Tstat Sch Clng 22.4 C;
ThermostatSetpoint:SingleCooling, | Tstat Clng Setpoint 22.6 C, | Tstat Sch Clng 22.6 C;
ThermostatSetpoint:SingleCooling, | Tstat Clng Setpoint 22.8 C, | Tstat Sch Clng 22.8 C;
ThermostatSetpoint:SingleCooling, | Tstat Clng Setpoint 23.0 C, | Tstat Sch Clng 23.0 C;
ThermostatSetpoint:SingleCooling, | Tstat Clng Setpoint 23.2 C, | Tstat Sch Clng 23.2 C;
ThermostatSetpoint:SingleCooling, | Tstat Clng Setpoint 23.4 C, | Tstat Sch Clng 23.4 C;
ThermostatSetpoint:SingleCooling, | Tstat Clng Setpoint 23.6 C, | Tstat Sch Clng 23.6 C;
ThermostatSetpoint:SingleCooling, | Tstat Clng Setpoint 23.8 C, | Tstat Sch Clng 23.8 C;
ThermostatSetpoint:SingleCooling, | Tstat Clng Setpoint 24.0 C, | Tstat Sch Clng 24.0 C;
ThermostatSetpoint:SingleCooling, | Tstat Clng Setpoint 24.2 C, | Tstat Sch Clng 24.2 C;
ThermostatSetpoint:SingleCooling, | Tstat Clng Setpoint 24.4 C, | Tstat Sch Clng 24.4 C;
ThermostatSetpoint:SingleCooling, | Tstat Clng Setpoint 24.6 C, | Tstat Sch Clng 24.6 C;
ThermostatSetpoint:SingleCooling, | Tstat Clng Setpoint 24.8 C, | Tstat Sch Clng 24.8 C;
ThermostatSetpoint:SingleCooling, | Tstat Clng Setpoint 25.0 C, | Tstat Sch Clng 25.0 C;
ThermostatSetpoint:SingleCooling, | Tstat Clng Setpoint 25.2 C, | Tstat Sch Clng 25.2 C;
ThermostatSetpoint:SingleCooling, | Tstat Clng Setpoint 25.4 C, | Tstat Sch Clng 25.4 C;
ThermostatSetpoint:SingleCooling, | Tstat Clng Setpoint 25.6 C, | Tstat Sch Clng 25.6 C;
ThermostatSetpoint:SingleCooling, | Tstat Clng Setpoint 25.8 C, | Tstat Sch Clng 25.8 C;
ThermostatSetpoint:SingleCooling, | Tstat Clng Setpoint 26.0 C, | Tstat Sch Clng 26.0 C;
ThermostatSetpoint:SingleCooling, | Tstat Clng Setpoint 26.2 C, | Tstat Sch Clng 26.2 C;
ThermostatSetpoint:SingleCooling, | Tstat Clng Setpoint 26.4 C, | Tstat Sch Clng 26.4 C;
ThermostatSetpoint:SingleCooling, | Tstat Clng Setpoint 26.6 C, | Tstat Sch Clng 26.6 C;
ThermostatSetpoint:SingleCooling, | Tstat Clng Setpoint 26.8 C, | Tstat Sch Clng 26.8 C;
ThermostatSetpoint:SingleCooling, | Tstat Clng Setpoint 27.0 C, | Tstat Sch Clng 27.0 C;
!

## CSV-StPt2
!
!
!
! ********************************** | TSTAT DUAL SETPOINT | OBJECTS ********************** | *******************************
! For load calcs only
!
!

## CSV-TSch
!
!
! ********************************** | THERMOSTAT SCHEDULE | OBJECTS
! For load calcs only
!
!
Schedule:Constant, | Tstat Sch Htng 15.0 C, | 15.0;
Schedule:Constant, | Tstat Sch Htng 15.2 C, | 15.2;
Schedule:Constant, | Tstat Sch Htng 15.4 C, | 15.4;
Schedule:Constant, | Tstat Sch Htng 15.6 C, | 15.6;
Schedule:Constant, | Tstat Sch Htng 15.8 C, | 15.8;
Schedule:Constant, | Tstat Sch Htng 16.0 C, | 16.0;
Schedule:Constant, | Tstat Sch Htng 16.2 C, | 16.2;
Schedule:Constant, | Tstat Sch Htng 16.4 C, | 16.4;
Schedule:Constant, | Tstat Sch Htng 16.6 C, | 16.6;
Schedule:Constant, | Tstat Sch Htng 16.8 C, | 16.8;
Schedule:Constant, | Tstat Sch Htng 17.0 C, | 17.0;
Schedule:Constant, | Tstat Sch Htng 17.2 C, | 17.2;
Schedule:Constant, | Tstat Sch Htng 17.4 C, | 17.4;
Schedule:Constant, | Tstat Sch Htng 17.6 C, | 17.6;
Schedule:Constant, | Tstat Sch Htng 17.8 C, | 17.8;
Schedule:Constant, | Tstat Sch Htng 18.0 C, | 18.0;
Schedule:Constant, | Tstat Sch Htng 18.2 C, | 18.2;
Schedule:Constant, | Tstat Sch Htng 18.4 C, | 18.4;
Schedule:Constant, | Tstat Sch Htng 18.6 C, | 18.6;
Schedule:Constant, | Tstat Sch Htng 18.8 C, | 18.8;
Schedule:Constant, | Tstat Sch Htng 19.0 C, | 19.0;
Schedule:Constant, | Tstat Sch Htng 19.2 C, | 19.2;
Schedule:Constant, | Tstat Sch Htng 19.4 C, | 19.4;
Schedule:Constant, | Tstat Sch Htng 19.6 C, | 19.6;
Schedule:Constant, | Tstat Sch Htng 19.8 C, | 19.8;
Schedule:Constant, | Tstat Sch Htng 20.0 C, | 20.0;
Schedule:Constant, | Tstat Sch Htng 20.2 C, | 20.2;
Schedule:Constant, | Tstat Sch Htng 20.4 C, | 20.4;
Schedule:Constant, | Tstat Sch Htng 20.6 C, | 20.6;
Schedule:Constant, | Tstat Sch Htng 20.8 C, | 20.8;
Schedule:Constant, | Tstat Sch Htng 21.0 C, | 21.0;
Schedule:Constant, | Tstat Sch Htng 21.2 C, | 21.2;
Schedule:Constant, | Tstat Sch Htng 21.4 C, | 21.4;
Schedule:Constant, | Tstat Sch Htng 21.6 C, | 21.6;
Schedule:Constant, | Tstat Sch Htng 21.8 C, | 21.8;
Schedule:Constant, | Tstat Sch Htng 22.0 C, | 22.0;
Schedule:Constant, | Tstat Sch Htng 22.2 C, | 22.2;
Schedule:Constant, | Tstat Sch Htng 22.4 C, | 22.4;
Schedule:Constant, | Tstat Sch Htng 22.6 C, | 22.6;
Schedule:Constant, | Tstat Sch Htng 22.8 C, | 22.8;
Schedule:Constant, | Tstat Sch Htng 23.0 C, | 23.0;
Schedule:Constant, | Tstat Sch Htng 23.2 C, | 23.2;
Schedule:Constant, | Tstat Sch Htng 23.4 C, | 23.4;
Schedule:Constant, | Tstat Sch Htng 23.6 C, | 23.6;
Schedule:Constant, | Tstat Sch Htng 23.8 C, | 23.8;
Schedule:Constant, | Tstat Sch Htng 24.0 C, | 24.0;
Schedule:Constant, | Tstat Sch Htng 24.2 C, | 24.2;
Schedule:Constant, | Tstat Sch Htng 24.4 C, | 24.4;
Schedule:Constant, | Tstat Sch Htng 24.6 C, | 24.6;
Schedule:Constant, | Tstat Sch Htng 24.8 C, | 24.8;
Schedule:Constant, | Tstat Sch Htng 25.0 C, | 25.0;
Schedule:Constant, | Tstat Sch Htng 25.2 C, | 25.2;
Schedule:Constant, | Tstat Sch Htng 25.4 C, | 25.4;
Schedule:Constant, | Tstat Sch Htng 25.6 C, | 25.6;
Schedule:Constant, | Tstat Sch Htng 25.8 C, | 25.8;
Schedule:Constant, | Tstat Sch Htng 26.0 C, | 26.0;
Schedule:Constant, | Tstat Sch Clng 19.0 C, | 19.0;
Schedule:Constant, | Tstat Sch Clng 19.2 C, | 19.2;
Schedule:Constant, | Tstat Sch Clng 19.4 C, | 19.4;
Schedule:Constant, | Tstat Sch Clng 19.6 C, | 19.6;
Schedule:Constant, | Tstat Sch Clng 19.8 C, | 19.8;
Schedule:Constant, | Tstat Sch Clng 20.0 C, | 20.0;
Schedule:Constant, | Tstat Sch Clng 20.2 C, | 20.2;
Schedule:Constant, | Tstat Sch Clng 20.4 C, | 20.4;
Schedule:Constant, | Tstat Sch Clng 20.6 C, | 20.6;
Schedule:Constant, | Tstat Sch Clng 20.8 C, | 20.8;
Schedule:Constant, | Tstat Sch Clng 21.0 C, | 21.0;
Schedule:Constant, | Tstat Sch Clng 21.2 C, | 21.2;
Schedule:Constant, | Tstat Sch Clng 21.4 C, | 21.4;
Schedule:Constant, | Tstat Sch Clng 21.6 C, | 21.6;
Schedule:Constant, | Tstat Sch Clng 21.8 C, | 21.8;
Schedule:Constant, | Tstat Sch Clng 22.0 C, | 22.0;
Schedule:Constant, | Tstat Sch Clng 22.2 C, | 22.2;
Schedule:Constant, | Tstat Sch Clng 22.4 C, | 22.4;
Schedule:Constant, | Tstat Sch Clng 22.6 C, | 22.6;
Schedule:Constant, | Tstat Sch Clng 22.8 C, | 22.8;
Schedule:Constant, | Tstat Sch Clng 23.0 C, | 23.0;
Schedule:Constant, | Tstat Sch Clng 23.2 C, | 23.2;
Schedule:Constant, | Tstat Sch Clng 23.4 C, | 23.4;
Schedule:Constant, | Tstat Sch Clng 23.6 C, | 23.6;
Schedule:Constant, | Tstat Sch Clng 23.8 C, | 23.8;
Schedule:Constant, | Tstat Sch Clng 24.0 C, | 24.0;
Schedule:Constant, | Tstat Sch Clng 24.2 C, | 24.2;
Schedule:Constant, | Tstat Sch Clng 24.4 C, | 24.4;
Schedule:Constant, | Tstat Sch Clng 24.6 C, | 24.6;
Schedule:Constant, | Tstat Sch Clng 24.8 C, | 24.8;
Schedule:Constant, | Tstat Sch Clng 25.0 C, | 25.0;
Schedule:Constant, | Tstat Sch Clng 25.2 C, | 25.2;
Schedule:Constant, | Tstat Sch Clng 25.4 C, | 25.4;
Schedule:Constant, | Tstat Sch Clng 25.6 C, | 25.6;
Schedule:Constant, | Tstat Sch Clng 25.8 C, | 25.8;
Schedule:Constant, | Tstat Sch Clng 26.0 C, | 26.0;
Schedule:Constant, | Tstat Sch Clng 26.2 C, | 26.2;
Schedule:Constant, | Tstat Sch Clng 26.4 C, | 26.4;
Schedule:Constant, | Tstat Sch Clng 26.6 C, | 26.6;
Schedule:Constant, | Tstat Sch Clng 26.8 C, | 26.8;
Schedule:Constant, | Tstat Sch Clng 27.0 C, | 27.0;

## CSV-ZnSiz
!
!*********************** | ************************ | ************** | ************** | ***************** | ZONE | SIZING | OBJECTS |  | *************** | *** | ***** | *********** | *********** | ********************************* | ******* | ***************** | ******* | ******* | ******* | ******* | ******* | ******* | *******
! For load | calcs only | Clng | Htng | Clng | Htng | [6 empty] | Htng | Clng
! |  | S/A | S/A | Hum | Hum |  | O/A Flow |  | O/A Flow |  |  | Size | Size |  |  | Clng
! | Zone Name | Temp | Temp | Ratio | Ratio | O/A Calc | /person |  | /m2 |  | NA | Fac | Fac | Cooling Calc Type | NA | Flow/m2 |  | NA | NA | NA | NA | NA | NA
!
SIZING:ZONE, | HHA ZONE , Field 1: Zone #, | #N/A | #N/A | #N/A | #N/A | Flow/Area, |  | , | 0 | , | , | 1.15, | 1.15, | DesignDayWithLimit, | , | #VALUE! | , | , | , | , | , | , | ;
SIZING:ZONE, | 1, | #N/A | #N/A | #N/A | #N/A | Flow/Person, | 0.06 | , |  | , | , | 1.15, | 1.15, | DesignDayWithLimit, | , | #VALUE! | , | , | , | , | , | , | ;
SIZING:ZONE, | 2, | #N/A | #N/A | #N/A | #N/A | Flow/Person, | 0.06 | , |  | , | , | 1.15, | 1.15, | DesignDayWithLimit, | , | #VALUE! | , | , | , | , | , | , | ;
SIZING:ZONE, | 1, | #N/A | #N/A | #N/A | #N/A | Flow/Person, | 0.06 | , |  | , | , | 1.15, | 1.15, | DesignDayWithLimit, | , | #VALUE! | , | , | , | , | , | , | ;
SIZING:ZONE, | 1, | #N/A | #N/A | #N/A | #N/A | Flow/Person, | 0.06 | , |  | , | , | 1.15, | 1.15, | DesignDayWithLimit, | , | #VALUE! | , | , | , | , | , | , | ;
SIZING:ZONE, | 1, | #N/A | #N/A | #N/A | #N/A | Flow/Person, | 0.06 | , |  | , | , | 1.15, | 1.15, | DesignDayWithLimit, | , | #VALUE! | , | , | , | , | , | , | ;
SIZING:ZONE, | 1, | #N/A | #N/A | #N/A | #N/A | Flow/Person, | 0.06 | , |  | , | , | 1.15, | 1.15, | DesignDayWithLimit, | , | #VALUE! | , | , | , | , | , | , | ;
SIZING:ZONE, | 1, | #N/A | #N/A | #N/A | #N/A | Flow/Person, | 0.06 | , |  | , | , | 1.15, | 1.15, | DesignDayWithLimit, | , | #VALUE! | , | , | , | , | , | , | ; | 0
SIZING:ZONE, | 1, | #N/A | #N/A | #N/A | #N/A | Flow/Person, | 0.06 | , |  | , | , | 1.15, | 1.15, | DesignDayWithLimit, | , | #VALUE! | , | , | , | , | , | , | ;
SIZING:ZONE, | 1, | #N/A | #N/A | #N/A | #N/A | Flow/Person, | 0.06 | , |  | , | , | 1.15, | 1.15, | DesignDayWithLimit, | , | #VALUE! | , | , | , | , | , | , | ;
SIZING:ZONE, | 1, | #N/A | #N/A | #N/A | #N/A | Flow/Area, |  | , | 0 | , | , | 1.15, | 1.15, | DesignDayWithLimit, | , | #VALUE! | , | , | , | , | , | , | ;
SIZING:ZONE, | 1, | #N/A | #N/A | #N/A | #N/A | Flow/Person, | 0.06 | , |  | , | , | 1.15, | 1.15, | DesignDayWithLimit, | , | #VALUE! | , | , | , | , | , | , | ;
SIZING:ZONE, | 1, | #N/A | #N/A | #N/A | #N/A | Flow/Person, | 0.06 | , |  | , | , | 1.15, | 1.15, | DesignDayWithLimit, | , | #VALUE! | , | , | , | , | , | , | ;
SIZING:ZONE, | 1, | #N/A | #N/A | #N/A | #N/A | Flow/Person, | 0.06 | , |  | , | , | 1.15, | 1.15, | DesignDayWithLimit, | , | #VALUE! | , | , | , | , | , | , | ;
SIZING:ZONE, | 1, | #N/A | #N/A | #N/A | #N/A | Flow/Person, | 0.06 | , |  | , | , | 1.15, | 1.15, | DesignDayWithLimit, | , | #VALUE! | , | , | , | , | , | , | ;
SIZING:ZONE, | 1, | #N/A | #N/A | #N/A | #N/A | Flow/Person, | 0.06 | , |  | , | , | 1.15, | 1.15, | DesignDayWithLimit, | , | #VALUE! | , | , | , | , | , | , | ;
SIZING:ZONE, | 1, | #N/A | #N/A | #N/A | #N/A | Flow/Area, |  | , | 0 | , | , | 1.15, | 1.15, | DesignDayWithLimit, | , | #VALUE! | , | , | , | , | , | , | ;
SIZING:ZONE, | 1, | #N/A | #N/A | #N/A | #N/A | Flow/Person, | 0.06 | , |  | , | , | 1.15, | 1.15, | DesignDayWithLimit, | , | #VALUE! | , | , | , | , | , | , | ;
SIZING:ZONE, | 1, | #N/A | #N/A | #N/A | #N/A | Flow/Person, | 0.06 | , |  | , | , | 1.15, | 1.15, | DesignDayWithLimit, | , | #VALUE! | , | , | , | , | , | , | ;
SIZING:ZONE, | 1, | #N/A | #N/A | #N/A | #N/A | Flow/Area, |  | , | 0 | , | , | 1.15, | 1.15, | DesignDayWithLimit, | , | #VALUE! | , | , | , | , | , | , | ;
SIZING:ZONE, | 1, | #N/A | #N/A | #N/A | #N/A | Flow/Person, | 0.06 | , |  | , | , | 1.15, | 1.15, | DesignDayWithLimit, | , | #VALUE! | , | , | , | , | , | , | ;
SIZING:ZONE, | 1, | #N/A | #N/A | #N/A | #N/A | Flow/Area, |  | , | 0 | , | , | 1.15, | 1.15, | DesignDayWithLimit, | , | #VALUE! | , | , | , | , | , | , | ;
SIZING:ZONE, | 1, | #N/A | #N/A | #N/A | #N/A | Flow/Person, | 0.06 | , |  | , | , | 1.15, | 1.15, | DesignDayWithLimit, | , | #VALUE! | , | , | , | , | , | , | ;
SIZING:ZONE, | 1, | #N/A | #N/A | #N/A | #N/A | Flow/Person, | 0.06 | , |  | , | , | 1.15, | 1.15, | DesignDayWithLimit, | , | #VALUE! | , | , | , | , | , | , | ;
SIZING:ZONE, | 1, | #N/A | #N/A | #N/A | #N/A | Flow/Person, | 0.06 | , |  | , | , | 1.15, | 1.15, | DesignDayWithLimit, | , | #VALUE! | , | , | , | , | , | , | ;
SIZING:ZONE, | 1, | #N/A | #N/A | #N/A | #N/A | Flow/Person, | 0.06 | , |  | , | , | 1.15, | 1.15, | DesignDayWithLimit, | , | #VALUE! | , | , | , | , | , | , | ;
SIZING:ZONE, | 1, | #N/A | #N/A | #N/A | #N/A | Flow/Person, | 0.06 | , |  | , | , | 1.15, | 1.15, | DesignDayWithLimit, | , | #VALUE! | , | , | , | , | , | , | ;
SIZING:ZONE, | 1, | #N/A | #N/A | #N/A | #N/A | Flow/Person, | 0.06 | , |  | , | , | 1.15, | 1.15, | DesignDayWithLimit, | , | #VALUE! | , | , | , | , | , | , | ;
SIZING:ZONE, | 1, | #N/A | #N/A | #N/A | #N/A | #N/A | #N/A | , | #N/A | , | , | 1.15, | 1.15, | DesignDayWithLimit, | , | #VALUE! | , | , | , | , | , | , | ;
SIZING:ZONE, | 1, | #N/A | #N/A | #N/A | #N/A | Flow/Person, | 0.06 | , |  | , | , | 1.15, | 1.15, | DesignDayWithLimit, | , | #VALUE! | , | , | , | , | , | , | ;
SIZING:ZONE, | 1, | #N/A | #N/A | #N/A | #N/A | Flow/Person, | 0.06 | , |  | , | , | 1.15, | 1.15, | DesignDayWithLimit, | , | #VALUE! | , | , | , | , | , | , | ;
SIZING:ZONE, | 1, | #N/A | #N/A | #N/A | #N/A | Flow/Person, | 0.06 | , |  | , | , | 1.15, | 1.15, | DesignDayWithLimit, | , | #VALUE! | , | , | , | , | , | , | ;
SIZING:ZONE, | 1, | #N/A | #N/A | #N/A | #N/A | Flow/Person, | 0.06 | , |  | , | , | 1.15, | 1.15, | DesignDayWithLimit, | , | #VALUE! | , | , | , | , | , | , | ;
SIZING:ZONE, | 1, | #N/A | #N/A | #N/A | #N/A | Flow/Person, | 0.06 | , |  | , | , | 1.15, | 1.15, | DesignDayWithLimit, | , | #VALUE! | , | , | , | , | , | , | ;
SIZING:ZONE, | 1, | #N/A | #N/A | #N/A | #N/A | Flow/Person, | 0.06 | , |  | , | , | 1.15, | 1.15, | DesignDayWithLimit, | , | #VALUE! | , | , | , | , | , | , | ;
SIZING:ZONE, | 1, | #N/A | #N/A | #N/A | #N/A | Flow/Area, |  | , | 0 | , | , | 1.15, | 1.15, | DesignDayWithLimit, | , | #VALUE! | , | , | , | , | , | , | ;
SIZING:ZONE, | 1, | #N/A | #N/A | #N/A | #N/A | Flow/Area, |  | , | 0 | , | , | 1.15, | 1.15, | DesignDayWithLimit, | , | #VALUE! | , | , | , | , | , | , | ;
SIZING:ZONE, | 1, | #N/A | #N/A | #N/A | #N/A | Flow/Area, |  | , | 0 | , | , | 1.15, | 1.15, | DesignDayWithLimit, | , | #VALUE! | , | , | , | , | , | , | ;
SIZING:ZONE, | 1, | #N/A | #N/A | #N/A | #N/A | Flow/Area, |  | , | 0 | , | , | 1.15, | 1.15, | DesignDayWithLimit, | , | #VALUE! | , | , | , | , | , | , | ;
SIZING:ZONE, | 1, | #N/A | #N/A | #N/A | #N/A | Flow/Area, |  | , | 0 | , | , | 1.15, | 1.15, | DesignDayWithLimit, | , | #VALUE! | , | , | , | , | , | , | ;
SIZING:ZONE, | 1, | #N/A | #N/A | #N/A | #N/A | Flow/Area, |  | , | 0 | , | , | 1.15, | 1.15, | DesignDayWithLimit, | , | #VALUE! | , | , | , | , | , | , | ;
SIZING:ZONE, | 1, | #N/A | #N/A | #N/A | #N/A | Flow/Area, |  | , | 0 | , | , | 1.15, | 1.15, | DesignDayWithLimit, | , | #VALUE! | , | , | , | , | , | , | ;
SIZING:ZONE, | 1, | #N/A | #N/A | #N/A | #N/A | Flow/Area, |  | , | 0 | , | , | 1.15, | 1.15, | DesignDayWithLimit, | , | #VALUE! | , | , | , | , | , | , | ;
SIZING:ZONE, | 1, | #N/A | #N/A | #N/A | #N/A | Flow/Area, |  | , | 0 | , | , | 1.15, | 1.15, | DesignDayWithLimit, | , | #VALUE! | , | , | , | , | , | , | ;
SIZING:ZONE, | 1, | #N/A | #N/A | #N/A | #N/A | Flow/Area, |  | , | 0 | , | , | 1.15, | 1.15, | DesignDayWithLimit, | , | #VALUE! | , | , | , | , | , | , | ;
SIZING:ZONE, | 1, | #N/A | #N/A | #N/A | #N/A | Flow/Area, |  | , | 0 | , | , | 1.15, | 1.15, | DesignDayWithLimit, | , | #VALUE! | , | , | , | , | , | , | ;
SIZING:ZONE, | 1, | #N/A | #N/A | #N/A | #N/A | Flow/Area, |  | , | 0 | , | , | 1.15, | 1.15, | DesignDayWithLimit, | , | #VALUE! | , | , | , | , | , | , | ;
SIZING:ZONE, | 1, | #N/A | #N/A | #N/A | #N/A | Flow/Area, |  | , | 0 | , | , | 1.15, | 1.15, | DesignDayWithLimit, | , | #VALUE! | , | , | , | , | , | , | ;
SIZING:ZONE, | 1, | #N/A | #N/A | #N/A | #N/A | Flow/Area, |  | , | 0 | , | , | 1.15, | 1.15, | DesignDayWithLimit, | , | #VALUE! | , | , | , | , | , | , | ;
SIZING:ZONE, | 1, | #N/A | #N/A | #N/A | #N/A | Flow/Area, |  | , | 0 | , | , | 1.15, | 1.15, | DesignDayWithLimit, | , | #VALUE! | , | , | , | , | , | , | ;
SIZING:ZONE, | 1, | #N/A | #N/A | #N/A | #N/A | Flow/Area, |  | , | 0 | , | , | 1.15, | 1.15, | DesignDayWithLimit, | , | #VALUE! | , | , | , | , | , | , | ;
SIZING:ZONE, | 1, | #N/A | #N/A | #N/A | #N/A | Flow/Area, |  | , | 0 | , | , | 1.15, | 1.15, | DesignDayWithLimit, | , | #VALUE! | , | , | , | , | , | , | ;
SIZING:ZONE, | 1, | #N/A | #N/A | #N/A | #N/A | Flow/Area, |  | , | 0 | , | , | 1.15, | 1.15, | DesignDayWithLimit, | , | #VALUE! | , | , | , | , | , | , | ;
SIZING:ZONE, | 1, | #N/A | #N/A | #N/A | #N/A | Flow/Area, |  | , | 0 | , | , | 1.15, | 1.15, | DesignDayWithLimit, | , | #VALUE! | , | , | , | , | , | , | ;
SIZING:ZONE, | 1, | #N/A | #N/A | #N/A | #N/A | Flow/Area, |  | , | 0 | , | , | 1.15, | 1.15, | DesignDayWithLimit, | , | #VALUE! | , | , | , | , | , | , | ;
SIZING:ZONE, | 1, | #N/A | #N/A | #N/A | #N/A | Flow/Area, |  | , | 0 | , | , | 1.15, | 1.15, | DesignDayWithLimit, | , | #VALUE! | , | , | , | , | , | , | ;
SIZING:ZONE, | 1, | #N/A | #N/A | #N/A | #N/A | Flow/Area, |  | , | 0 | , | , | 1.15, | 1.15, | DesignDayWithLimit, | , | #VALUE! | , | , | , | , | , | , | ;
SIZING:ZONE, | 1, | #N/A | #N/A | #N/A | #N/A | Flow/Area, |  | , | 0 | , | , | 1.15, | 1.15, | DesignDayWithLimit, | , | #VALUE! | , | , | , | , | , | , | ;
SIZING:ZONE, | 1, | #N/A | #N/A | #N/A | #N/A | Flow/Area, |  | , | 0 | , | , | 1.15, | 1.15, | DesignDayWithLimit, | , | #VALUE! | , | , | , | , | , | , | ;
SIZING:ZONE, | 1, | #N/A | #N/A | #N/A | #N/A | Flow/Area, |  | , | 0 | , | , | 1.15, | 1.15, | DesignDayWithLimit, | , | #VALUE! | , | , | , | , | , | , | ;
SIZING:ZONE, | 1, | #N/A | #N/A | #N/A | #N/A | Flow/Area, |  | , | 0 | , | , | 1.15, | 1.15, | DesignDayWithLimit, | , | #VALUE! | , | , | , | , | , | , | ;
SIZING:ZONE, | 1, | #N/A | #N/A | #N/A | #N/A | Flow/Area, |  | , | 0 | , | , | 1.15, | 1.15, | DesignDayWithLimit, | , | #VALUE! | , | , | , | , | , | , | ;
SIZING:ZONE, | 1, | #N/A | #N/A | #N/A | #N/A | Flow/Area, |  | , | 0 | , | , | 1.15, | 1.15, | DesignDayWithLimit, | , | #VALUE! | , | , | , | , | , | , | ;
SIZING:ZONE, | 1, | #N/A | #N/A | #N/A | #N/A | Flow/Area, |  | , | 0 | , | , | 1.15, | 1.15, | DesignDayWithLimit, | , | #VALUE! | , | , | , | , | , | , | ;
SIZING:ZONE, | 1, | #N/A | #N/A | #N/A | #N/A | Flow/Area, |  | , | 0 | , | , | 1.15, | 1.15, | DesignDayWithLimit, | , | #VALUE! | , | , | , | , | , | , | ;
SIZING:ZONE, | 1, | #N/A | #N/A | #N/A | #N/A | Flow/Area, |  | , | 0 | , | , | 1.15, | 1.15, | DesignDayWithLimit, | , | #VALUE! | , | , | , | , | , | , | ;
SIZING:ZONE, | 1, | #N/A | #N/A | #N/A | #N/A | Flow/Area, |  | , | 0 | , | , | 1.15, | 1.15, | DesignDayWithLimit, | , | #VALUE! | , | , | , | , | , | , | ;
SIZING:ZONE, | 1, | #N/A | #N/A | #N/A | #N/A | Flow/Area, |  | , | 0 | , | , | 1.15, | 1.15, | DesignDayWithLimit, | , | #VALUE! | , | , | , | , | , | , | ;
SIZING:ZONE, | 1, | #N/A | #N/A | #N/A | #N/A | Flow/Area, |  | , | 0 | , | , | 1.15, | 1.15, | DesignDayWithLimit, | , | #VALUE! | , | , | , | , | , | , | ;
SIZING:ZONE, | 1, | #N/A | #N/A | #N/A | #N/A | Flow/Area, |  | , | 0 | , | , | 1.15, | 1.15, | DesignDayWithLimit, | , | #VALUE! | , | , | , | , | , | , | ;
SIZING:ZONE, | 1, | #N/A | #N/A | #N/A | #N/A | Flow/Area, |  | , | 0 | , | , | 1.15, | 1.15, | DesignDayWithLimit, | , | #VALUE! | , | , | , | , | , | , | ;
SIZING:ZONE, | 1, | #N/A | #N/A | #N/A | #N/A | Flow/Area, |  | , | 0 | , | , | 1.15, | 1.15, | DesignDayWithLimit, | , | #VALUE! | , | , | , | , | , | , | ;
SIZING:ZONE, | 1, | #N/A | #N/A | #N/A | #N/A | Flow/Area, |  | , | 0 | , | , | 1.15, | 1.15, | DesignDayWithLimit, | , | #VALUE! | , | , | , | , | , | , | ;
SIZING:ZONE, | 1, | #N/A | #N/A | #N/A | #N/A | Flow/Area, |  | , | 0 | , | , | 1.15, | 1.15, | DesignDayWithLimit, | , | #VALUE! | , | , | , | , | , | , | ;
SIZING:ZONE, | 1, | #N/A | #N/A | #N/A | #N/A | Flow/Area, |  | , | 0 | , | , | 1.15, | 1.15, | DesignDayWithLimit, | , | #VALUE! | , | , | , | , | , | , | ;
SIZING:ZONE, | 1, | #N/A | #N/A | #N/A | #N/A | Flow/Area, |  | , | 0 | , | , | 1.15, | 1.15, | DesignDayWithLimit, | , | #VALUE! | , | , | , | , | , | , | ;
SIZING:ZONE, | 1, | #N/A | #N/A | #N/A | #N/A | Flow/Area, |  | , | 0 | , | , | 1.15, | 1.15, | DesignDayWithLimit, | , | #VALUE! | , | , | , | , | , | , | ;
SIZING:ZONE, | 1, | #N/A | #N/A | #N/A | #N/A | Flow/Area, |  | , | 0 | , | , | 1.15, | 1.15, | DesignDayWithLimit, | , | #VALUE! | , | , | , | , | , | , | ;
SIZING:ZONE, | 1, | #N/A | #N/A | #N/A | #N/A | Flow/Area, |  | , | 0 | , | , | 1.15, | 1.15, | DesignDayWithLimit, | , | #VALUE! | , | , | , | , | , | , | ;
SIZING:ZONE, | 1, | #N/A | #N/A | #N/A | #N/A | Flow/Area, |  | , | 0 | , | , | 1.15, | 1.15, | DesignDayWithLimit, | , | #VALUE! | , | , | , | , | , | , | ;
SIZING:ZONE, | 1, | #N/A | #N/A | #N/A | #N/A | Flow/Area, |  | , | 0 | , | , | 1.15, | 1.15, | DesignDayWithLimit, | , | #VALUE! | , | , | , | , | , | , | ;
SIZING:ZONE, | 1, | #N/A | #N/A | #N/A | #N/A | Flow/Area, |  | , | 0 | , | , | 1.15, | 1.15, | DesignDayWithLimit, | , | #VALUE! | , | , | , | , | , | , | ;
SIZING:ZONE, | 1, | #N/A | #N/A | #N/A | #N/A | Flow/Area, |  | , | 0 | , | , | 1.15, | 1.15, | DesignDayWithLimit, | , | #VALUE! | , | , | , | , | , | , | ;
SIZING:ZONE, | 1, | #N/A | #N/A | #N/A | #N/A | Flow/Area, |  | , | 0 | , | , | 1.15, | 1.15, | DesignDayWithLimit, | , | #VALUE! | , | , | , | , | , | , | ;
SIZING:ZONE, | 1, | #N/A | #N/A | #N/A | #N/A | Flow/Area, |  | , | 0 | , | , | 1.15, | 1.15, | DesignDayWithLimit, | , | #VALUE! | , | , | , | , | , | , | ;
SIZING:ZONE, | 1, | #N/A | #N/A | #N/A | #N/A | Flow/Area, |  | , | 0 | , | , | 1.15, | 1.15, | DesignDayWithLimit, | , | #VALUE! | , | , | , | , | , | , | ;
SIZING:ZONE, | 1, | #N/A | #N/A | #N/A | #N/A | Flow/Area, |  | , | 0 | , | , | 1.15, | 1.15, | DesignDayWithLimit, | , | #VALUE! | , | , | , | , | , | , | ;
SIZING:ZONE, | 1, | #N/A | #N/A | #N/A | #N/A | Flow/Area, |  | , | 0 | , | , | 1.15, | 1.15, | DesignDayWithLimit, | , | #VALUE! | , | , | , | , | , | , | ;
SIZING:ZONE, | 1, | #N/A | #N/A | #N/A | #N/A | Flow/Area, |  | , | 0 | , | , | 1.15, | 1.15, | DesignDayWithLimit, | , | #VALUE! | , | , | , | , | , | , | ;
SIZING:ZONE, | 1, | #N/A | #N/A | #N/A | #N/A | Flow/Area, |  | , | 0 | , | , | 1.15, | 1.15, | DesignDayWithLimit, | , | #VALUE! | , | , | , | , | , | , | ;
SIZING:ZONE, | 1, | #N/A | #N/A | #N/A | #N/A | Flow/Area, |  | , | 0 | , | , | 1.15, | 1.15, | DesignDayWithLimit, | , | #VALUE! | , | , | , | , | , | , | ;
SIZING:ZONE, | 1, | #N/A | #N/A | #N/A | #N/A | Flow/Area, |  | , | 0 | , | , | 1.15, | 1.15, | DesignDayWithLimit, | , | #VALUE! | , | , | , | , | , | , | ;
SIZING:ZONE, | 1, | #N/A | #N/A | #N/A | #N/A | Flow/Area, |  | , | 0 | , | , | 1.15, | 1.15, | DesignDayWithLimit, | , | #VALUE! | , | , | , | , | , | , | ;
SIZING:ZONE, | 1, | #N/A | #N/A | #N/A | #N/A | Flow/Area, |  | , | 0 | , | , | 1.15, | 1.15, | DesignDayWithLimit, | , | #VALUE! | , | , | , | , | , | , | ;
SIZING:ZONE, | 1, | #N/A | #N/A | #N/A | #N/A | Flow/Area, |  | , | 0 | , | , | 1.15, | 1.15, | DesignDayWithLimit, | , | #VALUE! | , | , | , | , | , | , | ;
SIZING:ZONE, | 1, | #N/A | #N/A | #N/A | #N/A | Flow/Area, |  | , | 0 | , | , | 1.15, | 1.15, | DesignDayWithLimit, | , | #VALUE! | , | , | , | , | , | , | ;
SIZING:ZONE, | 1, | #N/A | #N/A | #N/A | #N/A | Flow/Area, |  | , | 0 | , | , | 1.15, | 1.15, | DesignDayWithLimit, | , | #VALUE! | , | , | , | , | , | , | ;
SIZING:ZONE, | 1, | #N/A | #N/A | #N/A | #N/A | Flow/Area, |  | , | 0 | , | , | 1.15, | 1.15, | DesignDayWithLimit, | , | #VALUE! | , | , | , | , | , | , | ;
SIZING:ZONE, | 1, | #N/A | #N/A | #N/A | #N/A | Flow/Area, |  | , | 0 | , | , | 1.15, | 1.15, | DesignDayWithLimit, | , | #VALUE! | , | , | , | , | , | , | ;
SIZING:ZONE, | 1, | #N/A | #N/A | #N/A | #N/A | Flow/Area, |  | , | 0 | , | , | 1.15, | 1.15, | DesignDayWithLimit, | , | #VALUE! | , | , | , | , | , | , | ;
SIZING:ZONE, | 1, | #N/A | #N/A | #N/A | #N/A | Flow/Area, |  | , | 0 | , | , | 1.15, | 1.15, | DesignDayWithLimit, | , | #VALUE! | , | , | , | , | , | , | ;
SIZING:ZONE, | 1, | #N/A | #N/A | #N/A | #N/A | Flow/Area, |  | , | 0 | , | , | 1.15, | 1.15, | DesignDayWithLimit, | , | #VALUE! | , | , | , | , | , | , | ;
SIZING:ZONE, | 1, | #N/A | #N/A | #N/A | #N/A | Flow/Area, |  | , | 0 | , | , | 1.15, | 1.15, | DesignDayWithLimit, | , | #VALUE! | , | , | , | , | , | , | ;
SIZING:ZONE, | 1, | #N/A | #N/A | #N/A | #N/A | Flow/Area, |  | , | 0 | , | , | 1.15, | 1.15, | DesignDayWithLimit, | , | #VALUE! | , | , | , | , | , | , | ;
SIZING:ZONE, | 1, | #N/A | #N/A | #N/A | #N/A | Flow/Area, |  | , | 0 | , | , | 1.15, | 1.15, | DesignDayWithLimit, | , | #VALUE! | , | , | , | , | , | , | ;
SIZING:ZONE, | 1, | #N/A | #N/A | #N/A | #N/A | Flow/Area, |  | , | 0 | , | , | 1.15, | 1.15, | DesignDayWithLimit, | , | #VALUE! | , | , | , | , | , | , | ;
SIZING:ZONE, | 1, | #N/A | #N/A | #N/A | #N/A | Flow/Area, |  | , | 0 | , | , | 1.15, | 1.15, | DesignDayWithLimit, | , | #VALUE! | , | , | , | , | , | , | ;
SIZING:ZONE, | 1, | #N/A | #N/A | #N/A | #N/A | Flow/Area, |  | , | 0 | , | , | 1.15, | 1.15, | DesignDayWithLimit, | , | #VALUE! | , | , | , | , | , | , | ;
SIZING:ZONE, | 1, | #N/A | #N/A | #N/A | #N/A | Flow/Area, |  | , | 0 | , | , | 1.15, | 1.15, | DesignDayWithLimit, | , | #VALUE! | , | , | , | , | , | , | ;
SIZING:ZONE, | 1, | #N/A | #N/A | #N/A | #N/A | Flow/Area, |  | , | 0 | , | , | 1.15, | 1.15, | DesignDayWithLimit, | , | #VALUE! | , | , | , | , | , | , | ;
SIZING:ZONE, | 1, | #N/A | #N/A | #N/A | #N/A | Flow/Area, |  | , | 0 | , | , | 1.15, | 1.15, | DesignDayWithLimit, | , | #VALUE! | , | , | , | , | , | , | ;
SIZING:ZONE, | 1, | #N/A | #N/A | #N/A | #N/A | Flow/Area, |  | , | 0 | , | , | 1.15, | 1.15, | DesignDayWithLimit, | , | #VALUE! | , | , | , | , | , | , | ;
SIZING:ZONE, | 1, | #N/A | #N/A | #N/A | #N/A | Flow/Area, |  | , | 0 | , | , | 1.15, | 1.15, | DesignDayWithLimit, | , | #VALUE! | , | , | , | , | , | , | ;
SIZING:ZONE, | 1, | #N/A | #N/A | #N/A | #N/A | Flow/Area, |  | , | 0 | , | , | 1.15, | 1.15, | DesignDayWithLimit, | , | #VALUE! | , | , | , | , | , | , | ;
SIZING:ZONE, | 1, | #N/A | #N/A | #N/A | #N/A | Flow/Area, |  | , | 0 | , | , | 1.15, | 1.15, | DesignDayWithLimit, | , | #VALUE! | , | , | , | , | , | , | ;
SIZING:ZONE, | 1, | #N/A | #N/A | #N/A | #N/A | Flow/Area, |  | , | 0 | , | , | 1.15, | 1.15, | DesignDayWithLimit, | , | #VALUE! | , | , | , | , | , | , | ;
SIZING:ZONE, | 1, | #N/A | #N/A | #N/A | #N/A | Flow/Area, |  | , | 0 | , | , | 1.15, | 1.15, | DesignDayWithLimit, | , | #VALUE! | , | , | , | , | , | , | ;
SIZING:ZONE, | 1, | #N/A | #N/A | #N/A | #N/A | Flow/Area, |  | , | 0 | , | , | 1.15, | 1.15, | DesignDayWithLimit, | , | #VALUE! | , | , | , | , | , | , | ;
SIZING:ZONE, | 1, | #N/A | #N/A | #N/A | #N/A | Flow/Area, |  | , | 0 | , | , | 1.15, | 1.15, | DesignDayWithLimit, | , | #VALUE! | , | , | , | , | , | , | ;
SIZING:ZONE, | 1, | #N/A | #N/A | #N/A | #N/A | Flow/Area, |  | , | 0 | , | , | 1.15, | 1.15, | DesignDayWithLimit, | , | #VALUE! | , | , | , | , | , | , | ;
SIZING:ZONE, | 1, | #N/A | #N/A | #N/A | #N/A | Flow/Area, |  | , | 0 | , | , | 1.15, | 1.15, | DesignDayWithLimit, | , | #VALUE! | , | , | , | , | , | , | ;
SIZING:ZONE, | 1, | #N/A | #N/A | #N/A | #N/A | Flow/Area, |  | , | 0 | , | , | 1.15, | 1.15, | DesignDayWithLimit, | , | #VALUE! | , | , | , | , | , | , | ;
SIZING:ZONE, | 1, | #N/A | #N/A | #N/A | #N/A | Flow/Area, |  | , | 0 | , | , | 1.15, | 1.15, | DesignDayWithLimit, | , | #VALUE! | , | , | , | , | , | , | ;
SIZING:ZONE, | 1, | #N/A | #N/A | #N/A | #N/A | Flow/Area, |  | , | 0 | , | , | 1.15, | 1.15, | DesignDayWithLimit, | , | #VALUE! | , | , | , | , | , | , | ;
SIZING:ZONE, | 1, | #N/A | #N/A | #N/A | #N/A | Flow/Area, |  | , | 0 | , | , | 1.15, | 1.15, | DesignDayWithLimit, | , | #VALUE! | , | , | , | , | , | , | ;
SIZING:ZONE, | 1, | #N/A | #N/A | #N/A | #N/A | Flow/Area, |  | , | 0 | , | , | 1.15, | 1.15, | DesignDayWithLimit, | , | #VALUE! | , | , | , | , | , | , | ;
SIZING:ZONE, | 1, | #N/A | #N/A | #N/A | #N/A | Flow/Area, |  | , | 0 | , | , | 1.15, | 1.15, | DesignDayWithLimit, | , | #VALUE! | , | , | , | , | , | , | ;
SIZING:ZONE, | 1, | #N/A | #N/A | #N/A | #N/A | Flow/Area, |  | , | 0 | , | , | 1.15, | 1.15, | DesignDayWithLimit, | , | #VALUE! | , | , | , | , | , | , | ;
SIZING:ZONE, | 1, | #N/A | #N/A | #N/A | #N/A | Flow/Area, |  | , | 0 | , | , | 1.15, | 1.15, | DesignDayWithLimit, | , | #VALUE! | , | , | , | , | , | , | ;
SIZING:ZONE, | 1, | #N/A | #N/A | #N/A | #N/A | Flow/Area, |  | , | 0 | , | , | 1.15, | 1.15, | DesignDayWithLimit, | , | #VALUE! | , | , | , | , | , | , | ;
SIZING:ZONE, | 1, | #N/A | #N/A | #N/A | #N/A | Flow/Area, |  | , | 0 | , | , | 1.15, | 1.15, | DesignDayWithLimit, | , | #VALUE! | , | , | , | , | , | , | ;
SIZING:ZONE, | 1, | #N/A | #N/A | #N/A | #N/A | Flow/Area, |  | , | 0 | , | , | 1.15, | 1.15, | DesignDayWithLimit, | , | #VALUE! | , | , | , | , | , | , | ;
SIZING:ZONE, | 1, | #N/A | #N/A | #N/A | #N/A | Flow/Area, |  | , | 0 | , | , | 1.15, | 1.15, | DesignDayWithLimit, | , | #VALUE! | , | , | , | , | , | , | ;
SIZING:ZONE, | 1, | #N/A | #N/A | #N/A | #N/A | Flow/Area, |  | , | 0 | , | , | 1.15, | 1.15, | DesignDayWithLimit, | , | #VALUE! | , | , | , | , | , | , | ;
SIZING:ZONE, | 1, | #N/A | #N/A | #N/A | #N/A | Flow/Area, |  | , | 0 | , | , | 1.15, | 1.15, | DesignDayWithLimit, | , | #VALUE! | , | , | , | , | , | , | ;
SIZING:ZONE, | 1, | #N/A | #N/A | #N/A | #N/A | Flow/Area, |  | , | 0 | , | , | 1.15, | 1.15, | DesignDayWithLimit, | , | #VALUE! | , | , | , | , | , | , | ;
SIZING:ZONE, | 1, | #N/A | #N/A | #N/A | #N/A | Flow/Area, |  | , | 0 | , | , | 1.15, | 1.15, | DesignDayWithLimit, | , | #VALUE! | , | , | , | , | , | , | ;
SIZING:ZONE, | 1, | #N/A | #N/A | #N/A | #N/A | Flow/Area, |  | , | 0 | , | , | 1.15, | 1.15, | DesignDayWithLimit, | , | #VALUE! | , | , | , | , | , | , | ;
SIZING:ZONE, | 1, | #N/A | #N/A | #N/A | #N/A | Flow/Area, |  | , | 0 | , | , | 1.15, | 1.15, | DesignDayWithLimit, | , | #VALUE! | , | , | , | , | , | , | ;
SIZING:ZONE, | 1, | #N/A | #N/A | #N/A | #N/A | Flow/Area, |  | , | 0 | , | , | 1.15, | 1.15, | DesignDayWithLimit, | , | #VALUE! | , | , | , | , | , | , | ;
SIZING:ZONE, | 1, | #N/A | #N/A | #N/A | #N/A | Flow/Area, |  | , | 0 | , | , | 1.15, | 1.15, | DesignDayWithLimit, | , | #VALUE! | , | , | , | , | , | , | ;
SIZING:ZONE, | 1, | #N/A | #N/A | #N/A | #N/A | Flow/Area, |  | , | 0 | , | , | 1.15, | 1.15, | DesignDayWithLimit, | , | #VALUE! | , | , | , | , | , | , | ;
SIZING:ZONE, | 1, | #N/A | #N/A | #N/A | #N/A | Flow/Area, |  | , | 0 | , | , | 1.15, | 1.15, | DesignDayWithLimit, | , | #VALUE! | , | , | , | , | , | , | ;
SIZING:ZONE, | 1, | #N/A | #N/A | #N/A | #N/A | Flow/Area, |  | , | 0 | , | , | 1.15, | 1.15, | DesignDayWithLimit, | , | #VALUE! | , | , | , | , | , | , | ;
SIZING:ZONE, | 1, | #N/A | #N/A | #N/A | #N/A | Flow/Area, |  | , | 0 | , | , | 1.15, | 1.15, | DesignDayWithLimit, | , | #VALUE! | , | , | , | , | , | , | ;
SIZING:ZONE, | 1, | #N/A | #N/A | #N/A | #N/A | Flow/Area, |  | , | 0 | , | , | 1.15, | 1.15, | DesignDayWithLimit, | , | #VALUE! | , | , | , | , | , | , | ;
SIZING:ZONE, | 1, | #N/A | #N/A | #N/A | #N/A | Flow/Area, |  | , | 0 | , | , | 1.15, | 1.15, | DesignDayWithLimit, | , | #VALUE! | , | , | , | , | , | , | ;
SIZING:ZONE, | 1, | #N/A | #N/A | #N/A | #N/A | Flow/Area, |  | , | 0 | , | , | 1.15, | 1.15, | DesignDayWithLimit, | , | #VALUE! | , | , | , | , | , | , | ;
SIZING:ZONE, | 1, | #N/A | #N/A | #N/A | #N/A | Flow/Area, |  | , | 0 | , | , | 1.15, | 1.15, | DesignDayWithLimit, | , | #VALUE! | , | , | , | , | , | , | ;
SIZING:ZONE, | 1, | #N/A | #N/A | #N/A | #N/A | Flow/Area, |  | , | 0 | , | , | 1.15, | 1.15, | DesignDayWithLimit, | , | #VALUE! | , | , | , | , | , | , | ;
SIZING:ZONE, | 1, | #N/A | #N/A | #N/A | #N/A | Flow/Area, |  | , | 0 | , | , | 1.15, | 1.15, | DesignDayWithLimit, | , | #VALUE! | , | , | , | , | , | , | ;
SIZING:ZONE, | 1, | #N/A | #N/A | #N/A | #N/A | Flow/Area, |  | , | 0 | , | , | 1.15, | 1.15, | DesignDayWithLimit, | , | #VALUE! | , | , | , | , | , | , | ;
SIZING:ZONE, | 1, | #N/A | #N/A | #N/A | #N/A | Flow/Area, |  | , | 0 | , | , | 1.15, | 1.15, | DesignDayWithLimit, | , | #VALUE! | , | , | , | , | , | , | ;
SIZING:ZONE, | 1, | #N/A | #N/A | #N/A | #N/A | Flow/Area, |  | , | 0 | , | , | 1.15, | 1.15, | DesignDayWithLimit, | , | #VALUE! | , | , | , | , | , | , | ;
SIZING:ZONE, | 1, | #N/A | #N/A | #N/A | #N/A | Flow/Area, |  | , | 0 | , | , | 1.15, | 1.15, | DesignDayWithLimit, | , | #VALUE! | , | , | , | , | , | , | ;
SIZING:ZONE, | 1, | #N/A | #N/A | #N/A | #N/A | Flow/Area, |  | , | 0 | , | , | 1.15, | 1.15, | DesignDayWithLimit, | , | #VALUE! | , | , | , | , | , | , | ;
SIZING:ZONE, | 1, | #N/A | #N/A | #N/A | #N/A | Flow/Area, |  | , | 0 | , | , | 1.15, | 1.15, | DesignDayWithLimit, | , | #VALUE! | , | , | , | , | , | , | ;
SIZING:ZONE, | 1, | #N/A | #N/A | #N/A | #N/A | Flow/Area, |  | , | 0 | , | , | 1.15, | 1.15, | DesignDayWithLimit, | , | #VALUE! | , | , | , | , | , | , | ;
SIZING:ZONE, | 1, | #N/A | #N/A | #N/A | #N/A | Flow/Area, |  | , | 0 | , | , | 1.15, | 1.15, | DesignDayWithLimit, | , | #VALUE! | , | , | , | , | , | , | ;
SIZING:ZONE, | 1, | #N/A | #N/A | #N/A | #N/A | Flow/Area, |  | , | 0 | , | , | 1.15, | 1.15, | DesignDayWithLimit, | , | #VALUE! | , | , | , | , | , | , | ;
SIZING:ZONE, | 1, | #N/A | #N/A | #N/A | #N/A | Flow/Area, |  | , | 0 | , | , | 1.15, | 1.15, | DesignDayWithLimit, | , | #VALUE! | , | , | , | , | , | , | ;
SIZING:ZONE, | 1, | #N/A | #N/A | #N/A | #N/A | Flow/Area, |  | , | 0 | , | , | 1.15, | 1.15, | DesignDayWithLimit, | , | #VALUE! | , | , | , | , | , | , | ;
SIZING:ZONE, | 1, | #N/A | #N/A | #N/A | #N/A | Flow/Area, |  | , | 0 | , | , | 1.15, | 1.15, | DesignDayWithLimit, | , | #VALUE! | , | , | , | , | , | , | ;
SIZING:ZONE, | 1, | #N/A | #N/A | #N/A | #N/A | Flow/Area, |  | , | 0 | , | , | 1.15, | 1.15, | DesignDayWithLimit, | , | #VALUE! | , | , | , | , | , | , | ;
SIZING:ZONE, | 1, | #N/A | #N/A | #N/A | #N/A | Flow/Area, |  | , | 0 | , | , | 1.15, | 1.15, | DesignDayWithLimit, | , | #VALUE! | , | , | , | , | , | , | ;
SIZING:ZONE, | 1, | #N/A | #N/A | #N/A | #N/A | Flow/Area, |  | , | 0 | , | , | 1.15, | 1.15, | DesignDayWithLimit, | , | #VALUE! | , | , | , | , | , | , | ;
SIZING:ZONE, | 1, | #N/A | #N/A | #N/A | #N/A | Flow/Area, |  | , | 0 | , | , | 1.15, | 1.15, | DesignDayWithLimit, | , | #VALUE! | , | , | , | , | , | , | ;
SIZING:ZONE, | 1, | #N/A | #N/A | #N/A | #N/A | Flow/Area, |  | , | 0 | , | , | 1.15, | 1.15, | DesignDayWithLimit, | , | #VALUE! | , | , | , | , | , | , | ;
SIZING:ZONE, | 1, | #N/A | #N/A | #N/A | #N/A | Flow/Area, |  | , | 0 | , | , | 1.15, | 1.15, | DesignDayWithLimit, | , | #VALUE! | , | , | , | , | , | , | ;
SIZING:ZONE, | 1, | #N/A | #N/A | #N/A | #N/A | Flow/Area, |  | , | 0 | , | , | 1.15, | 1.15, | DesignDayWithLimit, | , | #VALUE! | , | , | , | , | , | , | ;
SIZING:ZONE, | 1, | #N/A | #N/A | #N/A | #N/A | Flow/Area, |  | , | 0 | , | , | 1.15, | 1.15, | DesignDayWithLimit, | , | #VALUE! | , | , | , | , | , | , | ;
SIZING:ZONE, | 1, | #N/A | #N/A | #N/A | #N/A | Flow/Area, |  | , | 0 | , | , | 1.15, | 1.15, | DesignDayWithLimit, | , | #VALUE! | , | , | , | , | , | , | ;
SIZING:ZONE, | 1, | #N/A | #N/A | #N/A | #N/A | Flow/Area, |  | , | 0 | , | , | 1.15, | 1.15, | DesignDayWithLimit, | , | #VALUE! | , | , | , | , | , | , | ;
SIZING:ZONE, | 1, | #N/A | #N/A | #N/A | #N/A | Flow/Area, |  | , | 0 | , | , | 1.15, | 1.15, | DesignDayWithLimit, | , | #VALUE! | , | , | , | , | , | , | ;
SIZING:ZONE, | 1, | #N/A | #N/A | #N/A | #N/A | Flow/Area, |  | , | 0 | , | , | 1.15, | 1.15, | DesignDayWithLimit, | , | #VALUE! | , | , | , | , | , | , | ;
SIZING:ZONE, | 1, | #N/A | #N/A | #N/A | #N/A | Flow/Area, |  | , | 0 | , | , | 1.15, | 1.15, | DesignDayWithLimit, | , | #VALUE! | , | , | , | , | , | , | ;
SIZING:ZONE, | 1, | #N/A | #N/A | #N/A | #N/A | Flow/Area, |  | , | 0 | , | , | 1.15, | 1.15, | DesignDayWithLimit, | , | #VALUE! | , | , | , | , | , | , | ;
SIZING:ZONE, | 1, | #N/A | #N/A | #N/A | #N/A | Flow/Area, |  | , | 0 | , | , | 1.15, | 1.15, | DesignDayWithLimit, | , | #VALUE! | , | , | , | , | , | , | ;
SIZING:ZONE, | 1, | #N/A | #N/A | #N/A | #N/A | Flow/Area, |  | , | 0 | , | , | 1.15, | 1.15, | DesignDayWithLimit, | , | #VALUE! | , | , | , | , | , | , | ;
SIZING:ZONE, | 1, | #N/A | #N/A | #N/A | #N/A | Flow/Area, |  | , | 0 | , | , | 1.15, | 1.15, | DesignDayWithLimit, | , | #VALUE! | , | , | , | , | , | , | ;
SIZING:ZONE, | 1, | #N/A | #N/A | #N/A | #N/A | Flow/Area, |  | , | 0 | , | , | 1.15, | 1.15, | DesignDayWithLimit, | , | #VALUE! | , | , | , | , | , | , | ;
SIZING:ZONE, | 1, | #N/A | #N/A | #N/A | #N/A | Flow/Area, |  | , | 0 | , | , | 1.15, | 1.15, | DesignDayWithLimit, | , | #VALUE! | , | , | , | , | , | , | ;
SIZING:ZONE, | 1, | #N/A | #N/A | #N/A | #N/A | Flow/Area, |  | , | 0 | , | , | 1.15, | 1.15, | DesignDayWithLimit, | , | #VALUE! | , | , | , | , | , | , | ;
SIZING:ZONE, | 1, | #N/A | #N/A | #N/A | #N/A | Flow/Area, |  | , | 0 | , | , | 1.15, | 1.15, | DesignDayWithLimit, | , | #VALUE! | , | , | , | , | , | , | ;
SIZING:ZONE, | 1, | #N/A | #N/A | #N/A | #N/A | Flow/Area, |  | , | 0 | , | , | 1.15, | 1.15, | DesignDayWithLimit, | , | #VALUE! | , | , | , | , | , | , | ;
SIZING:ZONE, | 1, | #N/A | #N/A | #N/A | #N/A | Flow/Area, |  | , | 0 | , | , | 1.15, | 1.15, | DesignDayWithLimit, | , | #VALUE! | , | , | , | , | , | , | ;
SIZING:ZONE, | 1, | #N/A | #N/A | #N/A | #N/A | Flow/Area, |  | , | 0 | , | , | 1.15, | 1.15, | DesignDayWithLimit, | , | #VALUE! | , | , | , | , | , | , | ;
SIZING:ZONE, | 1, | #N/A | #N/A | #N/A | #N/A | Flow/Area, |  | , | 0 | , | , | 1.15, | 1.15, | DesignDayWithLimit, | , | #VALUE! | , | , | , | , | , | , | ;
SIZING:ZONE, | 1, | #N/A | #N/A | #N/A | #N/A | Flow/Area, |  | , | 0 | , | , | 1.15, | 1.15, | DesignDayWithLimit, | , | #VALUE! | , | , | , | , | , | , | ;
SIZING:ZONE, | 1, | #N/A | #N/A | #N/A | #N/A | Flow/Area, |  | , | 0 | , | , | 1.15, | 1.15, | DesignDayWithLimit, | , | #VALUE! | , | , | , | , | , | , | ;
SIZING:ZONE, | 1, | #N/A | #N/A | #N/A | #N/A | Flow/Area, |  | , | 0 | , | , | 1.15, | 1.15, | DesignDayWithLimit, | , | #VALUE! | , | , | , | , | , | , | ;
SIZING:ZONE, | 1, | #N/A | #N/A | #N/A | #N/A | Flow/Area, |  | , | 0 | , | , | 1.15, | 1.15, | DesignDayWithLimit, | , | #VALUE! | , | , | , | , | , | , | ;
SIZING:ZONE, | 1, | #N/A | #N/A | #N/A | #N/A | Flow/Area, |  | , | 0 | , | , | 1.15, | 1.15, | DesignDayWithLimit, | , | #VALUE! | , | , | , | , | , | , | ;
SIZING:ZONE, | 1, | #N/A | #N/A | #N/A | #N/A | Flow/Area, |  | , | 0 | , | , | 1.15, | 1.15, | DesignDayWithLimit, | , | #VALUE! | , | , | , | , | , | , | ;
SIZING:ZONE, | 1, | #N/A | #N/A | #N/A | #N/A | Flow/Area, |  | , | 0 | , | , | 1.15, | 1.15, | DesignDayWithLimit, | , | #VALUE! | , | , | , | , | , | , | ;
SIZING:ZONE, | 1, | #N/A | #N/A | #N/A | #N/A | Flow/Area, |  | , | 0 | , | , | 1.15, | 1.15, | DesignDayWithLimit, | , | #VALUE! | , | , | , | , | , | , | ;
SIZING:ZONE, | 1, | #N/A | #N/A | #N/A | #N/A | Flow/Area, |  | , | 0 | , | , | 1.15, | 1.15, | DesignDayWithLimit, | , | #VALUE! | , | , | , | , | , | , | ;
SIZING:ZONE, | 1, | #N/A | #N/A | #N/A | #N/A | Flow/Area, |  | , | 0 | , | , | 1.15, | 1.15, | DesignDayWithLimit, | , | #VALUE! | , | , | , | , | , | , | ;
SIZING:ZONE, | 1, | #N/A | #N/A | #N/A | #N/A | Flow/Area, |  | , | 0 | , | , | 1.15, | 1.15, | DesignDayWithLimit, | , | #VALUE! | , | , | , | , | , | , | ;
SIZING:ZONE, | 1, | #N/A | #N/A | #N/A | #N/A | Flow/Area, |  | , | 0 | , | , | 1.15, | 1.15, | DesignDayWithLimit, | , | #VALUE! | , | , | , | , | , | , | ;
#REF!
#REF!
#REF!
#REF!
#REF!
#REF!
#REF!
#REF!
#REF!
#REF!
#REF!
#REF!
#REF!
#REF!
#REF!
#REF!
#REF!
#REF!
#REF!
#REF!
#REF!
#REF!
#REF!
#REF!
#REF!
#REF!
#REF!
#REF!
#REF!
#REF!
#REF!
#REF!
#REF!
#REF!
#REF!
#REF!
#REF!
#REF!
#REF!
#REF!
#REF!
#REF!
#REF!
#REF!
#REF!
#REF!
#REF!
#REF!
#REF!
#REF!
#REF!
#REF!
#REF!
#REF!
#REF!
#REF!
#REF!
#REF!
#REF!
#REF!
#REF!
#REF!
#REF!
#REF!
#REF!
#REF!
#REF!
#REF!
#REF!
#REF!
#REF!
#REF!
#REF!
#REF!
#REF!
#REF!
#REF!
#REF!
#REF!
#REF!
#REF!
#REF!
#REF!
#REF!
#REF!
#REF!
#REF!
#REF!
#REF!
#REF!
#REF!
#REF!
#REF!
#REF!
#REF!
#REF!
#REF!
#REF!
#REF!
#REF!
#REF!
#REF!
#REF!
#REF!
#REF!
#REF!
#REF!
#REF!
#REF!
#REF!
#REF!
#REF!
#REF!
#REF!
#REF!
#REF!
#REF!
#REF!
#REF!
#REF!
#REF!
#REF!
#REF!
#REF!
#REF!
#REF!
#REF!
#REF!
#REF!
#REF!
#REF!
#REF!
#REF!
#REF!
#REF!
#REF!
#REF!
#REF!
#REF!
#REF!
#REF!
#REF!
#REF!
#REF!
#REF!
#REF!
#REF!
#REF!
#REF!
#REF!
#REF!
#REF!
#REF!
#REF!
#REF!
#REF!
#REF!
#REF!
#REF!
#REF!
#REF!
#REF!
#REF!
#REF!
#REF!
#REF!
#REF!
#REF!
#REF!
#REF!
#REF!
#REF!
#REF!
#REF!
#REF!
#REF!
#REF!
#REF!
#REF!
#REF!
#REF!
#REF!
#REF!
#REF!
#REF!
#REF!
#REF!
#REF!
#REF!
#REF!
#REF!
#REF!
#REF!
#REF!
#REF!
#REF!
#REF!
#REF!
#REF!

## CSV-LTNG
!
!********* | ********************* | ***************** | **************** | LIGHTING FOR | FOR | LOAD | CALCS | **************** | **************** | **************** | **************** | **************** | **************** | **************** | ****
! For | load calcs only
! |  |  | Lighting | Calc | Pwr | Pwr | Pwr | Ra | Rad | Vis | Rep |  | RA | RA | RA
! | Name | Zone | Schedule | Method | Watts | W/m2 | W/occ | Fra | Fra | Fra | Fra | End Use | Calc | C1 | C2
!
Lights, | HHA ZONE , Field 1: Zone #-Ltng, | HHA ZONE , Field 1: Zone #, | ON ALWAYS, |  | , | , | , | , | 0, | 0, | 0.18 | Lights Meter, | No, | , | ;
Lights, | 1-Ltng, | 1, | ON ALWAYS, |  | , | , | , | -, | 0, | 0, | 0.18 | Lights Meter, | No, | , | ;
Lights, | 2-Ltng, | 2, | ON ALWAYS, |  | , | , | , | , | 0, | 0, | 0.18 | Lights Meter, | No, | , | ;
Lights, | 1-Ltng, | 1, | ON ALWAYS, |  | , | , | , | , | 0, | 0, | 0.18 | Lights Meter, | No, | , | ;
Lights, | 1-Ltng, | 1, | ON ALWAYS, |  | , | , | , | , | 0, | 0, | 0.18 | Lights Meter, | No, | , | ;
Lights, | 1-Ltng, | 1, | ON ALWAYS, |  | , | , | , | , | 0, | 0, | 0.18 | Lights Meter, | No, | , | ;
Lights, | 1-Ltng, | 1, | ON ALWAYS, |  | , | , | , | , | 0, | 0, | 0.18 | Lights Meter, | No, | , | ;
Lights, | 1-Ltng, | 1, | ON ALWAYS, |  | , | , | , | , | 0, | 0, | 0.18 | Lights Meter, | No, | , | ;
Lights, | 1-Ltng, | 1, | ON ALWAYS, |  | , | , | , | , | 0, | 0, | 0.18 | Lights Meter, | No, | , | ;
Lights, | 1-Ltng, | 1, | ON ALWAYS, |  | , | , | , | , | 0, | 0, | 0.18 | Lights Meter, | No, | , | ;
Lights, | 1-Ltng, | 1, | ON ALWAYS, |  | , | , | , | , | 0, | 0, | 0.18 | Lights Meter, | No, | , | ;
Lights, | 1-Ltng, | 1, | ON ALWAYS, |  | , | , | , | , | 0, | 0, | 0.18 | Lights Meter, | No, | , | ;
Lights, | 1-Ltng, | 1, | ON ALWAYS, |  | , | , | , | , | 0, | 0, | 0.18 | Lights Meter, | No, | , | ;
Lights, | 1-Ltng, | 1, | ON ALWAYS, |  | , | , | , | , | 0, | 0, | 0.18 | Lights Meter, | No, | , | ;
Lights, | 1-Ltng, | 1, | ON ALWAYS, |  | , | , | , | , | 0, | 0, | 0.18 | Lights Meter, | No, | , | ;
Lights, | 1-Ltng, | 1, | ON ALWAYS, |  | , | , | , | , | 0, | 0, | 0.18 | Lights Meter, | No, | , | ;
Lights, | 1-Ltng, | 1, | ON ALWAYS, |  | , | , | , | , | 0, | 0, | 0.18 | Lights Meter, | No, | , | ;
Lights, | 1-Ltng, | 1, | ON ALWAYS, |  | , | , | , | , | 0, | 0, | 0.18 | Lights Meter, | No, | , | ;
Lights, | 1-Ltng, | 1, | ON ALWAYS, |  | , | , | , | , | 0, | 0, | 0.18 | Lights Meter, | No, | , | ;
Lights, | 1-Ltng, | 1, | ON ALWAYS, |  | , | , | , | , | 0, | 0, | 0.18 | Lights Meter, | No, | , | ;
Lights, | 1-Ltng, | 1, | ON ALWAYS, |  | , | , | , | , | 0, | 0, | 0.18 | Lights Meter, | No, | , | ;
Lights, | 1-Ltng, | 1, | ON ALWAYS, |  | , | , | , | , | 0, | 0, | 0.18 | Lights Meter, | No, | , | ;
Lights, | 1-Ltng, | 1, | ON ALWAYS, |  | , | , | , | , | 0, | 0, | 0.18 | Lights Meter, | No, | , | ;
Lights, | 1-Ltng, | 1, | ON ALWAYS, |  | , | , | , | , | 0, | 0, | 0.18 | Lights Meter, | No, | , | ;
Lights, | 1-Ltng, | 1, | ON ALWAYS, |  | , | , | , | , | 0, | 0, | 0.18 | Lights Meter, | No, | , | ;
Lights, | 1-Ltng, | 1, | ON ALWAYS, |  | , | , | , | , | 0, | 0, | 0.18 | Lights Meter, | No, | , | ;
Lights, | 1-Ltng, | 1, | ON ALWAYS, |  | , | , | , | , | 0, | 0, | 0.18 | Lights Meter, | No, | , | ;
Lights, | 1-Ltng, | 1, | ON ALWAYS, |  | , | , | , | , | 0, | 0, | 0.18 | Lights Meter, | No, | , | ;
Lights, | 1-Ltng, | 1, | ON ALWAYS, |  | , | , | , | , | 0, | 0, | 0.18 | Lights Meter, | No, | , | ;
Lights, | 1-Ltng, | 1, | ON ALWAYS, |  | , | , | , | , | 0, | 0, | 0.18 | Lights Meter, | No, | , | ;
Lights, | 1-Ltng, | 1, | ON ALWAYS, |  | , | , | , | , | 0, | 0, | 0.18 | Lights Meter, | No, | , | ;
Lights, | 1-Ltng, | 1, | ON ALWAYS, |  | , | , | , | , | 0, | 0, | 0.18 | Lights Meter, | No, | , | ;
Lights, | 1-Ltng, | 1, | ON ALWAYS, |  | , | , | , | , | 0, | 0, | 0.18 | Lights Meter, | No, | , | ;
Lights, | 1-Ltng, | 1, | ON ALWAYS, |  | , | , | , | , | 0, | 0, | 0.18 | Lights Meter, | No, | , | ;
Lights, | 1-Ltng, | 1, | ON ALWAYS, |  | , | , | , | , | 0, | 0, | 0.18 | Lights Meter, | No, | , | ;
Lights, | 1-Ltng, | 1, | ON ALWAYS, |  | , | , | , | , | 0, | 0, | 0.18 | Lights Meter, | No, | , | ;
Lights, | 1-Ltng, | 1, | ON ALWAYS, |  | , | , | , | , | 0, | 0, | 0.18 | Lights Meter, | No, | , | ;
Lights, | 1-Ltng, | 1, | ON ALWAYS, |  | , | , | , | , | 0, | 0, | 0.18 | Lights Meter, | No, | , | ;
Lights, | 1-Ltng, | 1, | ON ALWAYS, |  | , | , | , | , | 0, | 0, | 0.18 | Lights Meter, | No, | , | ;
Lights, | 1-Ltng, | 1, | ON ALWAYS, |  | , | , | , | , | 0, | 0, | 0.18 | Lights Meter, | No, | , | ;
Lights, | 1-Ltng, | 1, | ON ALWAYS, |  | , | , | , | , | 0, | 0, | 0.18 | Lights Meter, | No, | , | ;
Lights, | 1-Ltng, | 1, | ON ALWAYS, |  | , | , | , | , | 0, | 0, | 0.18 | Lights Meter, | No, | , | ;
Lights, | 1-Ltng, | 1, | ON ALWAYS, |  | , | , | , | , | 0, | 0, | 0.18 | Lights Meter, | No, | , | ;
Lights, | 1-Ltng, | 1, | ON ALWAYS, |  | , | , | , | , | 0, | 0, | 0.18 | Lights Meter, | No, | , | ;
Lights, | 1-Ltng, | 1, | ON ALWAYS, |  | , | , | , | , | 0, | 0, | 0.18 | Lights Meter, | No, | , | ;
Lights, | 1-Ltng, | 1, | ON ALWAYS, |  | , | , | , | , | 0, | 0, | 0.18 | Lights Meter, | No, | , | ;
Lights, | 1-Ltng, | 1, | ON ALWAYS, |  | , | , | , | , | 0, | 0, | 0.18 | Lights Meter, | No, | , | ;
Lights, | 1-Ltng, | 1, | ON ALWAYS, |  | , | , | , | , | 0, | 0, | 0.18 | Lights Meter, | No, | , | ;
Lights, | 1-Ltng, | 1, | ON ALWAYS, |  | , | , | , | , | 0, | 0, | 0.18 | Lights Meter, | No, | , | ;
Lights, | 1-Ltng, | 1, | ON ALWAYS, |  | , | , | , | , | 0, | 0, | 0.18 | Lights Meter, | No, | , | ;
Lights, | 1-Ltng, | 1, | ON ALWAYS, |  | , | , | , | , | 0, | 0, | 0.18 | Lights Meter, | No, | , | ;
Lights, | 1-Ltng, | 1, | ON ALWAYS, |  | , | , | , | , | 0, | 0, | 0.18 | Lights Meter, | No, | , | ;
Lights, | 1-Ltng, | 1, | ON ALWAYS, |  | , | , | , | , | 0, | 0, | 0.18 | Lights Meter, | No, | , | ;
Lights, | 1-Ltng, | 1, | ON ALWAYS, |  | , | , | , | , | 0, | 0, | 0.18 | Lights Meter, | No, | , | ;
Lights, | 1-Ltng, | 1, | ON ALWAYS, |  | , | , | , | , | 0, | 0, | 0.18 | Lights Meter, | No, | , | ;
Lights, | 1-Ltng, | 1, | ON ALWAYS, |  | , | , | , | , | 0, | 0, | 0.18 | Lights Meter, | No, | , | ;
Lights, | 1-Ltng, | 1, | ON ALWAYS, |  | , | , | , | , | 0, | 0, | 0.18 | Lights Meter, | No, | , | ;
Lights, | 1-Ltng, | 1, | ON ALWAYS, |  | , | , | , | , | 0, | 0, | 0.18 | Lights Meter, | No, | , | ;
Lights, | 1-Ltng, | 1, | ON ALWAYS, |  | , | , | , | , | 0, | 0, | 0.18 | Lights Meter, | No, | , | ;
Lights, | 1-Ltng, | 1, | ON ALWAYS, |  | , | , | , | , | 0, | 0, | 0.18 | Lights Meter, | No, | , | ;
Lights, | 1-Ltng, | 1, | ON ALWAYS, |  | , | , | , | , | 0, | 0, | 0.18 | Lights Meter, | No, | , | ;
Lights, | 1-Ltng, | 1, | ON ALWAYS, |  | , | , | , | , | 0, | 0, | 0.18 | Lights Meter, | No, | , | ;
Lights, | 1-Ltng, | 1, | ON ALWAYS, |  | , | , | , | , | 0, | 0, | 0.18 | Lights Meter, | No, | , | ;
Lights, | 1-Ltng, | 1, | ON ALWAYS, |  | , | , | , | , | 0, | 0, | 0.18 | Lights Meter, | No, | , | ;
Lights, | 1-Ltng, | 1, | ON ALWAYS, |  | , | , | , | , | 0, | 0, | 0.18 | Lights Meter, | No, | , | ;
Lights, | 1-Ltng, | 1, | ON ALWAYS, |  | , | , | , | , | 0, | 0, | 0.18 | Lights Meter, | No, | , | ;
Lights, | 1-Ltng, | 1, | ON ALWAYS, |  | , | , | , | , | 0, | 0, | 0.18 | Lights Meter, | No, | , | ;
Lights, | 1-Ltng, | 1, | ON ALWAYS, |  | , | , | , | , | 0, | 0, | 0.18 | Lights Meter, | No, | , | ;
Lights, | 1-Ltng, | 1, | ON ALWAYS, |  | , | , | , | , | 0, | 0, | 0.18 | Lights Meter, | No, | , | ;
Lights, | 1-Ltng, | 1, | ON ALWAYS, |  | , | , | , | , | 0, | 0, | 0.18 | Lights Meter, | No, | , | ;
Lights, | 1-Ltng, | 1, | ON ALWAYS, |  | , | , | , | , | 0, | 0, | 0.18 | Lights Meter, | No, | , | ;
Lights, | 1-Ltng, | 1, | ON ALWAYS, |  | , | , | , | , | 0, | 0, | 0.18 | Lights Meter, | No, | , | ;
Lights, | 1-Ltng, | 1, | ON ALWAYS, |  | , | , | , | , | 0, | 0, | 0.18 | Lights Meter, | No, | , | ;
Lights, | 1-Ltng, | 1, | ON ALWAYS, |  | , | , | , | , | 0, | 0, | 0.18 | Lights Meter, | No, | , | ;
Lights, | 1-Ltng, | 1, | ON ALWAYS, |  | , | , | , | , | 0, | 0, | 0.18 | Lights Meter, | No, | , | ;
Lights, | 1-Ltng, | 1, | ON ALWAYS, |  | , | , | , | , | 0, | 0, | 0.18 | Lights Meter, | No, | , | ;
Lights, | 1-Ltng, | 1, | ON ALWAYS, |  | , | , | , | , | 0, | 0, | 0.18 | Lights Meter, | No, | , | ;
Lights, | 1-Ltng, | 1, | ON ALWAYS, |  | , | , | , | , | 0, | 0, | 0.18 | Lights Meter, | No, | , | ;
Lights, | 1-Ltng, | 1, | ON ALWAYS, |  | , | , | , | , | 0, | 0, | 0.18 | Lights Meter, | No, | , | ;
Lights, | 1-Ltng, | 1, | ON ALWAYS, |  | , | , | , | , | 0, | 0, | 0.18 | Lights Meter, | No, | , | ;
Lights, | 1-Ltng, | 1, | ON ALWAYS, |  | , | , | , | , | 0, | 0, | 0.18 | Lights Meter, | No, | , | ;
Lights, | 1-Ltng, | 1, | ON ALWAYS, |  | , | , | , | , | 0, | 0, | 0.18 | Lights Meter, | No, | , | ;
Lights, | 1-Ltng, | 1, | ON ALWAYS, |  | , | , | , | , | 0, | 0, | 0.18 | Lights Meter, | No, | , | ;
Lights, | 1-Ltng, | 1, | ON ALWAYS, |  | , | , | , | , | 0, | 0, | 0.18 | Lights Meter, | No, | , | ;
Lights, | 1-Ltng, | 1, | ON ALWAYS, |  | , | , | , | , | 0, | 0, | 0.18 | Lights Meter, | No, | , | ;
Lights, | 1-Ltng, | 1, | ON ALWAYS, |  | , | , | , | , | 0, | 0, | 0.18 | Lights Meter, | No, | , | ;
Lights, | 1-Ltng, | 1, | ON ALWAYS, |  | , | , | , | , | 0, | 0, | 0.18 | Lights Meter, | No, | , | ;
Lights, | 1-Ltng, | 1, | ON ALWAYS, |  | , | , | , | , | 0, | 0, | 0.18 | Lights Meter, | No, | , | ;
Lights, | 1-Ltng, | 1, | ON ALWAYS, |  | , | , | , | , | 0, | 0, | 0.18 | Lights Meter, | No, | , | ;
Lights, | 1-Ltng, | 1, | ON ALWAYS, |  | , | , | , | , | 0, | 0, | 0.18 | Lights Meter, | No, | , | ;
Lights, | 1-Ltng, | 1, | ON ALWAYS, |  | , | , | , | , | 0, | 0, | 0.18 | Lights Meter, | No, | , | ;
Lights, | 1-Ltng, | 1, | ON ALWAYS, |  | , | , | , | , | 0, | 0, | 0.18 | Lights Meter, | No, | , | ;
Lights, | 1-Ltng, | 1, | ON ALWAYS, |  | , | , | , | , | 0, | 0, | 0.18 | Lights Meter, | No, | , | ;
Lights, | 1-Ltng, | 1, | ON ALWAYS, |  | , | , | , | , | 0, | 0, | 0.18 | Lights Meter, | No, | , | ;
Lights, | 1-Ltng, | 1, | ON ALWAYS, |  | , | , | , | , | 0, | 0, | 0.18 | Lights Meter, | No, | , | ;
Lights, | 1-Ltng, | 1, | ON ALWAYS, |  | , | , | , | , | 0, | 0, | 0.18 | Lights Meter, | No, | , | ;
Lights, | 1-Ltng, | 1, | ON ALWAYS, |  | , | , | , | , | 0, | 0, | 0.18 | Lights Meter, | No, | , | ;
Lights, | 1-Ltng, | 1, | ON ALWAYS, |  | , | , | , | , | 0, | 0, | 0.18 | Lights Meter, | No, | , | ;
Lights, | 1-Ltng, | 1, | ON ALWAYS, |  | , | , | , | , | 0, | 0, | 0.18 | Lights Meter, | No, | , | ;
Lights, | 1-Ltng, | 1, | ON ALWAYS, |  | , | , | , | , | 0, | 0, | 0.18 | Lights Meter, | No, | , | ;
Lights, | 1-Ltng, | 1, | ON ALWAYS, |  | , | , | , | , | 0, | 0, | 0.18 | Lights Meter, | No, | , | ;
Lights, | 1-Ltng, | 1, | ON ALWAYS, |  | , | , | , | , | 0, | 0, | 0.18 | Lights Meter, | No, | , | ;
Lights, | 1-Ltng, | 1, | ON ALWAYS, |  | , | , | , | , | 0, | 0, | 0.18 | Lights Meter, | No, | , | ;
Lights, | 1-Ltng, | 1, | ON ALWAYS, |  | , | , | , | , | 0, | 0, | 0.18 | Lights Meter, | No, | , | ;
Lights, | 1-Ltng, | 1, | ON ALWAYS, |  | , | , | , | , | 0, | 0, | 0.18 | Lights Meter, | No, | , | ;
Lights, | 1-Ltng, | 1, | ON ALWAYS, |  | , | , | , | , | 0, | 0, | 0.18 | Lights Meter, | No, | , | ;
Lights, | 1-Ltng, | 1, | ON ALWAYS, |  | , | , | , | , | 0, | 0, | 0.18 | Lights Meter, | No, | , | ;
Lights, | 1-Ltng, | 1, | ON ALWAYS, |  | , | , | , | , | 0, | 0, | 0.18 | Lights Meter, | No, | , | ;
Lights, | 1-Ltng, | 1, | ON ALWAYS, |  | , | , | , | , | 0, | 0, | 0.18 | Lights Meter, | No, | , | ;
Lights, | 1-Ltng, | 1, | ON ALWAYS, |  | , | , | , | , | 0, | 0, | 0.18 | Lights Meter, | No, | , | ;
Lights, | 1-Ltng, | 1, | ON ALWAYS, |  | , | , | , | , | 0, | 0, | 0.18 | Lights Meter, | No, | , | ;
Lights, | 1-Ltng, | 1, | ON ALWAYS, |  | , | , | , | , | 0, | 0, | 0.18 | Lights Meter, | No, | , | ;
Lights, | 1-Ltng, | 1, | ON ALWAYS, |  | , | , | , | , | 0, | 0, | 0.18 | Lights Meter, | No, | , | ;
Lights, | 1-Ltng, | 1, | ON ALWAYS, |  | , | , | , | , | 0, | 0, | 0.18 | Lights Meter, | No, | , | ;
Lights, | 1-Ltng, | 1, | ON ALWAYS, |  | , | , | , | , | 0, | 0, | 0.18 | Lights Meter, | No, | , | ;
Lights, | 1-Ltng, | 1, | ON ALWAYS, |  | , | , | , | , | 0, | 0, | 0.18 | Lights Meter, | No, | , | ;
Lights, | 1-Ltng, | 1, | ON ALWAYS, |  | , | , | , | , | 0, | 0, | 0.18 | Lights Meter, | No, | , | ;
Lights, | 1-Ltng, | 1, | ON ALWAYS, |  | , | , | , | , | 0, | 0, | 0.18 | Lights Meter, | No, | , | ;
Lights, | 1-Ltng, | 1, | ON ALWAYS, |  | , | , | , | , | 0, | 0, | 0.18 | Lights Meter, | No, | , | ;
Lights, | 1-Ltng, | 1, | ON ALWAYS, |  | , | , | , | , | 0, | 0, | 0.18 | Lights Meter, | No, | , | ;
Lights, | 1-Ltng, | 1, | ON ALWAYS, |  | , | , | , | , | 0, | 0, | 0.18 | Lights Meter, | No, | , | ;
Lights, | 1-Ltng, | 1, | ON ALWAYS, |  | , | , | , | , | 0, | 0, | 0.18 | Lights Meter, | No, | , | ;
Lights, | 1-Ltng, | 1, | ON ALWAYS, |  | , | , | , | , | 0, | 0, | 0.18 | Lights Meter, | No, | , | ;
Lights, | 1-Ltng, | 1, | ON ALWAYS, |  | , | , | , | , | 0, | 0, | 0.18 | Lights Meter, | No, | , | ;
Lights, | 1-Ltng, | 1, | ON ALWAYS, |  | , | , | , | , | 0, | 0, | 0.18 | Lights Meter, | No, | , | ;
Lights, | 1-Ltng, | 1, | ON ALWAYS, |  | , | , | , | , | 0, | 0, | 0.18 | Lights Meter, | No, | , | ;
Lights, | 1-Ltng, | 1, | ON ALWAYS, |  | , | , | , | , | 0, | 0, | 0.18 | Lights Meter, | No, | , | ;
Lights, | 1-Ltng, | 1, | ON ALWAYS, |  | , | , | , | , | 0, | 0, | 0.18 | Lights Meter, | No, | , | ;
Lights, | 1-Ltng, | 1, | ON ALWAYS, |  | , | , | , | , | 0, | 0, | 0.18 | Lights Meter, | No, | , | ;
Lights, | 1-Ltng, | 1, | ON ALWAYS, |  | , | , | , | , | 0, | 0, | 0.18 | Lights Meter, | No, | , | ;
Lights, | 1-Ltng, | 1, | ON ALWAYS, |  | , | , | , | , | 0, | 0, | 0.18 | Lights Meter, | No, | , | ;
Lights, | 1-Ltng, | 1, | ON ALWAYS, |  | , | , | , | , | 0, | 0, | 0.18 | Lights Meter, | No, | , | ;
Lights, | 1-Ltng, | 1, | ON ALWAYS, |  | , | , | , | , | 0, | 0, | 0.18 | Lights Meter, | No, | , | ;
Lights, | 1-Ltng, | 1, | ON ALWAYS, |  | , | , | , | , | 0, | 0, | 0.18 | Lights Meter, | No, | , | ;
Lights, | 1-Ltng, | 1, | ON ALWAYS, |  | , | , | , | , | 0, | 0, | 0.18 | Lights Meter, | No, | , | ;
Lights, | 1-Ltng, | 1, | ON ALWAYS, |  | , | , | , | , | 0, | 0, | 0.18 | Lights Meter, | No, | , | ;
Lights, | 1-Ltng, | 1, | ON ALWAYS, |  | , | , | , | , | 0, | 0, | 0.18 | Lights Meter, | No, | , | ;
Lights, | 1-Ltng, | 1, | ON ALWAYS, |  | , | , | , | , | 0, | 0, | 0.18 | Lights Meter, | No, | , | ;
Lights, | 1-Ltng, | 1, | ON ALWAYS, |  | , | , | , | , | 0, | 0, | 0.18 | Lights Meter, | No, | , | ;
Lights, | 1-Ltng, | 1, | ON ALWAYS, |  | , | , | , | , | 0, | 0, | 0.18 | Lights Meter, | No, | , | ;
Lights, | 1-Ltng, | 1, | ON ALWAYS, |  | , | , | , | , | 0, | 0, | 0.18 | Lights Meter, | No, | , | ;
Lights, | 1-Ltng, | 1, | ON ALWAYS, |  | , | , | , | , | 0, | 0, | 0.18 | Lights Meter, | No, | , | ;
Lights, | 1-Ltng, | 1, | ON ALWAYS, |  | , | , | , | , | 0, | 0, | 0.18 | Lights Meter, | No, | , | ;
Lights, | 1-Ltng, | 1, | ON ALWAYS, |  | , | , | , | , | 0, | 0, | 0.18 | Lights Meter, | No, | , | ;
Lights, | 1-Ltng, | 1, | ON ALWAYS, |  | , | , | , | , | 0, | 0, | 0.18 | Lights Meter, | No, | , | ;
Lights, | 1-Ltng, | 1, | ON ALWAYS, |  | , | , | , | , | 0, | 0, | 0.18 | Lights Meter, | No, | , | ;
Lights, | 1-Ltng, | 1, | ON ALWAYS, |  | , | , | , | , | 0, | 0, | 0.18 | Lights Meter, | No, | , | ;
Lights, | 1-Ltng, | 1, | ON ALWAYS, |  | , | , | , | , | 0, | 0, | 0.18 | Lights Meter, | No, | , | ;
Lights, | 1-Ltng, | 1, | ON ALWAYS, |  | , | , | , | , | 0, | 0, | 0.18 | Lights Meter, | No, | , | ;
Lights, | 1-Ltng, | 1, | ON ALWAYS, |  | , | , | , | , | 0, | 0, | 0.18 | Lights Meter, | No, | , | ;
Lights, | 1-Ltng, | 1, | ON ALWAYS, |  | , | , | , | , | 0, | 0, | 0.18 | Lights Meter, | No, | , | ;
Lights, | 1-Ltng, | 1, | ON ALWAYS, |  | , | , | , | , | 0, | 0, | 0.18 | Lights Meter, | No, | , | ;
Lights, | 1-Ltng, | 1, | ON ALWAYS, |  | , | , | , | , | 0, | 0, | 0.18 | Lights Meter, | No, | , | ;
Lights, | 1-Ltng, | 1, | ON ALWAYS, |  | , | , | , | , | 0, | 0, | 0.18 | Lights Meter, | No, | , | ;
Lights, | 1-Ltng, | 1, | ON ALWAYS, |  | , | , | , | , | 0, | 0, | 0.18 | Lights Meter, | No, | , | ;
Lights, | 1-Ltng, | 1, | ON ALWAYS, |  | , | , | , | , | 0, | 0, | 0.18 | Lights Meter, | No, | , | ;
Lights, | 1-Ltng, | 1, | ON ALWAYS, |  | , | , | , | , | 0, | 0, | 0.18 | Lights Meter, | No, | , | ;
Lights, | 1-Ltng, | 1, | ON ALWAYS, |  | , | , | , | , | 0, | 0, | 0.18 | Lights Meter, | No, | , | ;
Lights, | 1-Ltng, | 1, | ON ALWAYS, |  | , | , | , | , | 0, | 0, | 0.18 | Lights Meter, | No, | , | ;
Lights, | 1-Ltng, | 1, | ON ALWAYS, |  | , | , | , | , | 0, | 0, | 0.18 | Lights Meter, | No, | , | ;
Lights, | 1-Ltng, | 1, | ON ALWAYS, |  | , | , | , | , | 0, | 0, | 0.18 | Lights Meter, | No, | , | ;
Lights, | 1-Ltng, | 1, | ON ALWAYS, |  | , | , | , | , | 0, | 0, | 0.18 | Lights Meter, | No, | , | ;
Lights, | 1-Ltng, | 1, | ON ALWAYS, |  | , | , | , | , | 0, | 0, | 0.18 | Lights Meter, | No, | , | ;
Lights, | 1-Ltng, | 1, | ON ALWAYS, |  | , | , | , | , | 0, | 0, | 0.18 | Lights Meter, | No, | , | ;
Lights, | 1-Ltng, | 1, | ON ALWAYS, |  | , | , | , | , | 0, | 0, | 0.18 | Lights Meter, | No, | , | ;
Lights, | 1-Ltng, | 1, | ON ALWAYS, |  | , | , | , | , | 0, | 0, | 0.18 | Lights Meter, | No, | , | ;
Lights, | 1-Ltng, | 1, | ON ALWAYS, |  | , | , | , | , | 0, | 0, | 0.18 | Lights Meter, | No, | , | ;
Lights, | 1-Ltng, | 1, | ON ALWAYS, |  | , | , | , | , | 0, | 0, | 0.18 | Lights Meter, | No, | , | ;
Lights, | 1-Ltng, | 1, | ON ALWAYS, |  | , | , | , | , | 0, | 0, | 0.18 | Lights Meter, | No, | , | ;
Lights, | 1-Ltng, | 1, | ON ALWAYS, |  | , | , | , | , | 0, | 0, | 0.18 | Lights Meter, | No, | , | ;
Lights, | 1-Ltng, | 1, | ON ALWAYS, |  | , | , | , | , | 0, | 0, | 0.18 | Lights Meter, | No, | , | ;
Lights, | 1-Ltng, | 1, | ON ALWAYS, |  | , | , | , | , | 0, | 0, | 0.18 | Lights Meter, | No, | , | ;
Lights, | 1-Ltng, | 1, | ON ALWAYS, |  | , | , | , | , | 0, | 0, | 0.18 | Lights Meter, | No, | , | ;
Lights, | 1-Ltng, | 1, | ON ALWAYS, |  | , | , | , | , | 0, | 0, | 0.18 | Lights Meter, | No, | , | ;
Lights, | 1-Ltng, | 1, | ON ALWAYS, |  | , | , | , | , | 0, | 0, | 0.18 | Lights Meter, | No, | , | ;
Lights, | 1-Ltng, | 1, | ON ALWAYS, |  | , | , | , | , | 0, | 0, | 0.18 | Lights Meter, | No, | , | ;
Lights, | 1-Ltng, | 1, | ON ALWAYS, |  | , | , | , | , | 0, | 0, | 0.18 | Lights Meter, | No, | , | ;
Lights, | 1-Ltng, | 1, | ON ALWAYS, |  | , | , | , | , | 0, | 0, | 0.18 | Lights Meter, | No, | , | ;
Lights, | 1-Ltng, | 1, | ON ALWAYS, |  | , | , | , | , | 0, | 0, | 0.18 | Lights Meter, | No, | , | ;
Lights, | 1-Ltng, | 1, | ON ALWAYS, |  | , | , | , | , | 0, | 0, | 0.18 | Lights Meter, | No, | , | ;
Lights, | 1-Ltng, | 1, | ON ALWAYS, |  | , | , | , | , | 0, | 0, | 0.18 | Lights Meter, | No, | , | ;
Lights, | 1-Ltng, | 1, | ON ALWAYS, |  | , | , | , | , | 0, | 0, | 0.18 | Lights Meter, | No, | , | ;
Lights, | 1-Ltng, | 1, | ON ALWAYS, |  | , | , | , | , | 0, | 0, | 0.18 | Lights Meter, | No, | , | ;
Lights, | 1-Ltng, | 1, | ON ALWAYS, |  | , | , | , | , | 0, | 0, | 0.18 | Lights Meter, | No, | , | ;
Lights, | 1-Ltng, | 1, | ON ALWAYS, |  | , | , | , | , | 0, | 0, | 0.18 | Lights Meter, | No, | , | ;
Lights, | 1-Ltng, | 1, | ON ALWAYS, |  | , | , | , | , | 0, | 0, | 0.18 | Lights Meter, | No, | , | ;
Lights, | 1-Ltng, | 1, | ON ALWAYS, |  | , | , | , | , | 0, | 0, | 0.18 | Lights Meter, | No, | , | ;
Lights, | 1-Ltng, | 1, | ON ALWAYS, |  | , | , | , | , | 0, | 0, | 0.18 | Lights Meter, | No, | , | ;
Lights, | 1-Ltng, | 1, | ON ALWAYS, |  | , | , | , | , | 0, | 0, | 0.18 | Lights Meter, | No, | , | ;
Lights, | 1-Ltng, | 1, | ON ALWAYS, |  | , | , | , | , | 0, | 0, | 0.18 | Lights Meter, | No, | , | ;
Lights, | 1-Ltng, | 1, | ON ALWAYS, |  | , | , | , | , | 0, | 0, | 0.18 | Lights Meter, | No, | , | ;
Lights, | 1-Ltng, | 1, | ON ALWAYS, |  | , | , | , | , | 0, | 0, | 0.18 | Lights Meter, | No, | , | ;
Lights, | 1-Ltng, | 1, | ON ALWAYS, |  | , | , | , | , | 0, | 0, | 0.18 | Lights Meter, | No, | , | ;
Lights, | 1-Ltng, | 1, | ON ALWAYS, |  | , | , | , | , | 0, | 0, | 0.18 | Lights Meter, | No, | , | ;
Lights, | 1-Ltng, | 1, | ON ALWAYS, |  | , | , | , | , | 0, | 0, | 0.18 | Lights Meter, | No, | , | ;
Lights, | 1-Ltng, | 1, | ON ALWAYS, |  | , | , | , | , | 0, | 0, | 0.18 | Lights Meter, | No, | , | ;
Lights, | 1-Ltng, | 1, | ON ALWAYS, |  | , | , | , | , | 0, | 0, | 0.18 | Lights Meter, | No, | , | ;
Lights, | 1-Ltng, | 1, | ON ALWAYS, |  | , | , | , | , | 0, | 0, | 0.18 | Lights Meter, | No, | , | ;
Lights, | 1-Ltng, | 1, | ON ALWAYS, |  | , | , | , | , | 0, | 0, | 0.18 | Lights Meter, | No, | , | ;
Lights, | 1-Ltng, | 1, | ON ALWAYS, |  | , | , | , | , | 0, | 0, | 0.18 | Lights Meter, | No, | , | ;

## CSV-TSK
!
!***************** | ***************** | ***************** | TASK LIGHTS | FOR LOAD CALCS | ********* | ********* | ********* | ********* | ********* | ********* | ********* | *********
! For | load calcs only
! |  |  | Lighting | Calc | Pwr | Pwr | Pwr | Ra | Rad | Vis | Rep
! | Name | Zone | Schedule | Method | Watts | W/m2 | W/occ | Fra | Fra | Fra | Fra | End Use
!
! | NO TSK LGTS FOR | HHA ZONE , Field 1: Zone #, | ON ALWAYS, | , | , | , | , | 0, | 0, | 0.8, | 0, | Task Lights;
! | NO TSK LGTS FOR | 1, | ON ALWAYS, | , | , | , | , | 0, | 0, | 0.8, | 0, | Task Lights;
! | NO TSK LGTS FOR | 2, | ON ALWAYS, | , | , | , | , | 0, | 0, | 0.8, | 0, | Task Lights;
! | NO TSK LGTS FOR | 1, | ON ALWAYS, | , | , | , | , | 0, | 0, | 0.8, | 0, | Task Lights;
! | NO TSK LGTS FOR | 1, | ON ALWAYS, | , | , | , | , | 0, | 0, | 0.8, | 0, | Task Lights;
! | NO TSK LGTS FOR | 1, | ON ALWAYS, | , | , | , | , | 0, | 0, | 0.8, | 0, | Task Lights;
! | NO TSK LGTS FOR | 1, | ON ALWAYS, | , | , | , | , | 0, | 0, | 0.8, | 0, | Task Lights;
! | NO TSK LGTS FOR | 1, | ON ALWAYS, | , | , | , | , | 0, | 0, | 0.8, | 0, | Task Lights;
! | NO TSK LGTS FOR | 1, | ON ALWAYS, | , | , | , | , | 0, | 0, | 0.8, | 0, | Task Lights;
! | NO TSK LGTS FOR | 1, | ON ALWAYS, | , | , | , | , | 0, | 0, | 0.8, | 0, | Task Lights;
! | NO TSK LGTS FOR | 1, | ON ALWAYS, | , | , | , | , | 0, | 0, | 0.8, | 0, | Task Lights;
! | NO TSK LGTS FOR | 1, | ON ALWAYS, | , | , | , | , | 0, | 0, | 0.8, | 0, | Task Lights;
! | NO TSK LGTS FOR | 1, | ON ALWAYS, | , | , | , | , | 0, | 0, | 0.8, | 0, | Task Lights;
! | NO TSK LGTS FOR | 1, | ON ALWAYS, | , | , | , | , | 0, | 0, | 0.8, | 0, | Task Lights;
! | NO TSK LGTS FOR | 1, | ON ALWAYS, | , | , | , | , | 0, | 0, | 0.8, | 0, | Task Lights;
! | NO TSK LGTS FOR | 1, | ON ALWAYS, | , | , | , | , | 0, | 0, | 0.8, | 0, | Task Lights;
! | NO TSK LGTS FOR | 1, | ON ALWAYS, | , | , | , | , | 0, | 0, | 0.8, | 0, | Task Lights;
! | NO TSK LGTS FOR | 1, | ON ALWAYS, | , | , | , | , | 0, | 0, | 0.8, | 0, | Task Lights;
! | NO TSK LGTS FOR | 1, | ON ALWAYS, | , | , | , | , | 0, | 0, | 0.8, | 0, | Task Lights;
! | NO TSK LGTS FOR | 1, | ON ALWAYS, | , | , | , | , | 0, | 0, | 0.8, | 0, | Task Lights;
! | NO TSK LGTS FOR | 1, | ON ALWAYS, | , | , | , | , | 0, | 0, | 0.8, | 0, | Task Lights;
! | NO TSK LGTS FOR | 1, | ON ALWAYS, | , | , | , | , | 0, | 0, | 0.8, | 0, | Task Lights;
! | NO TSK LGTS FOR | 1, | ON ALWAYS, | , | , | , | , | 0, | 0, | 0.8, | 0, | Task Lights;
! | NO TSK LGTS FOR | 1, | ON ALWAYS, | , | , | , | , | 0, | 0, | 0.8, | 0, | Task Lights;
! | NO TSK LGTS FOR | 1, | ON ALWAYS, | , | , | , | , | 0, | 0, | 0.8, | 0, | Task Lights;
! | NO TSK LGTS FOR | 1, | ON ALWAYS, | , | , | , | , | 0, | 0, | 0.8, | 0, | Task Lights;
! | NO TSK LGTS FOR | 1, | ON ALWAYS, | , | , | , | , | 0, | 0, | 0.8, | 0, | Task Lights;
! | NO TSK LGTS FOR | 1, | ON ALWAYS, | , | , | , | , | 0, | 0, | 0.8, | 0, | Task Lights;
#N/A | #N/A | #N/A | #N/A | #N/A | #N/A | #N/A | #N/A | #N/A | #N/A | #N/A | #N/A | #N/A
! | NO TSK LGTS FOR | 1, | ON ALWAYS, | , | , | , | , | 0, | 0, | 0.8, | 0, | Task Lights;
! | NO TSK LGTS FOR | 1, | ON ALWAYS, | , | , | , | , | 0, | 0, | 0.8, | 0, | Task Lights;
! | NO TSK LGTS FOR | 1, | ON ALWAYS, | , | , | , | , | 0, | 0, | 0.8, | 0, | Task Lights;
! | NO TSK LGTS FOR | 1, | ON ALWAYS, | , | , | , | , | 0, | 0, | 0.8, | 0, | Task Lights;
! | NO TSK LGTS FOR | 1, | ON ALWAYS, | , | , | , | , | 0, | 0, | 0.8, | 0, | Task Lights;
! | NO TSK LGTS FOR | 1, | ON ALWAYS, | , | , | , | , | 0, | 0, | 0.8, | 0, | Task Lights;
! | NO TSK LGTS FOR | 1, | ON ALWAYS, | , | , | , | , | 0, | 0, | 0.8, | 0, | Task Lights;
! | NO TSK LGTS FOR | 1, | ON ALWAYS, | , | , | , | , | 0, | 0, | 0.8, | 0, | Task Lights;
! | NO TSK LGTS FOR | 1, | ON ALWAYS, | , | , | , | , | 0, | 0, | 0.8, | 0, | Task Lights;
! | NO TSK LGTS FOR | 1, | ON ALWAYS, | , | , | , | , | 0, | 0, | 0.8, | 0, | Task Lights;
! | NO TSK LGTS FOR | 1, | ON ALWAYS, | , | , | , | , | 0, | 0, | 0.8, | 0, | Task Lights;
! | NO TSK LGTS FOR | 1, | ON ALWAYS, | , | , | , | , | 0, | 0, | 0.8, | 0, | Task Lights;
! | NO TSK LGTS FOR | 1, | ON ALWAYS, | , | , | , | , | 0, | 0, | 0.8, | 0, | Task Lights;
! | NO TSK LGTS FOR | 1, | ON ALWAYS, | , | , | , | , | 0, | 0, | 0.8, | 0, | Task Lights;
! | NO TSK LGTS FOR | 1, | ON ALWAYS, | , | , | , | , | 0, | 0, | 0.8, | 0, | Task Lights;
! | NO TSK LGTS FOR | 1, | ON ALWAYS, | , | , | , | , | 0, | 0, | 0.8, | 0, | Task Lights;
! | NO TSK LGTS FOR | 1, | ON ALWAYS, | , | , | , | , | 0, | 0, | 0.8, | 0, | Task Lights;
! | NO TSK LGTS FOR | 1, | ON ALWAYS, | , | , | , | , | 0, | 0, | 0.8, | 0, | Task Lights; | Task Lights;
! | NO TSK LGTS FOR | 1, | ON ALWAYS, | , | , | , | , | 0, | 0, | 0.8, | 0, | Task Lights; | Task Lights;
! | NO TSK LGTS FOR | 1, | ON ALWAYS, | , | , | , | , | 0, | 0, | 0.8, | 0, | Task Lights; | Task Lights;
! | NO TSK LGTS FOR | 1, | ON ALWAYS, | , | , | , | , | 0, | 0, | 0.8, | 0, | Task Lights; | Task Lights;
! | NO TSK LGTS FOR | 1, | ON ALWAYS, | , | , | , | , | 0, | 0, | 0.8, | 0, | Task Lights; | Task Lights;
! | NO TSK LGTS FOR | 1, | ON ALWAYS, | , | , | , | , | 0, | 0, | 0.8, | 0, | Task Lights;
! | NO TSK LGTS FOR | 1, | ON ALWAYS, | , | , | , | , | 0, | 0, | 0.8, | 0, | Task Lights;
! | NO TSK LGTS FOR | 1, | ON ALWAYS, | , | , | , | , | 0, | 0, | 0.8, | 0, | Task Lights;
! | NO TSK LGTS FOR | 1, | ON ALWAYS, | , | , | , | , | 0, | 0, | 0.8, | 0, | Task Lights;
! | NO TSK LGTS FOR | 1, | ON ALWAYS, | , | , | , | , | 0, | 0, | 0.8, | 0, | Task Lights;
! | NO TSK LGTS FOR | 1, | ON ALWAYS, | , | , | , | , | 0, | 0, | 0.8, | 0, | Task Lights;
! | NO TSK LGTS FOR | 1, | ON ALWAYS, | , | , | , | , | 0, | 0, | 0.8, | 0, | Task Lights;
! | NO TSK LGTS FOR | 1, | ON ALWAYS, | , | , | , | , | 0, | 0, | 0.8, | 0, | Task Lights;
! | NO TSK LGTS FOR | 1, | ON ALWAYS, | , | , | , | , | 0, | 0, | 0.8, | 0, | Task Lights;
! | NO TSK LGTS FOR | 1, | ON ALWAYS, | , | , | , | , | 0, | 0, | 0.8, | 0, | Task Lights;
! | NO TSK LGTS FOR | 1, | ON ALWAYS, | , | , | , | , | 0, | 0, | 0.8, | 0, | Task Lights;
! | NO TSK LGTS FOR | 1, | ON ALWAYS, | , | , | , | , | 0, | 0, | 0.8, | 0, | Task Lights;
! | NO TSK LGTS FOR | 1, | ON ALWAYS, | , | , | , | , | 0, | 0, | 0.8, | 0, | Task Lights;
! | NO TSK LGTS FOR | 1, | ON ALWAYS, | , | , | , | , | 0, | 0, | 0.8, | 0, | Task Lights;
! | NO TSK LGTS FOR | 1, | ON ALWAYS, | , | , | , | , | 0, | 0, | 0.8, | 0, | Task Lights;
! | NO TSK LGTS FOR | 1, | ON ALWAYS, | , | , | , | , | 0, | 0, | 0.8, | 0, | Task Lights;
! | NO TSK LGTS FOR | 1, | ON ALWAYS, | , | , | , | , | 0, | 0, | 0.8, | 0, | Task Lights;
! | NO TSK LGTS FOR | 1, | ON ALWAYS, | , | , | , | , | 0, | 0, | 0.8, | 0, | Task Lights;
! | NO TSK LGTS FOR | 1, | ON ALWAYS, | , | , | , | , | 0, | 0, | 0.8, | 0, | Task Lights;
! | NO TSK LGTS FOR | 1, | ON ALWAYS, | , | , | , | , | 0, | 0, | 0.8, | 0, | Task Lights;
! | NO TSK LGTS FOR | 1, | ON ALWAYS, | , | , | , | , | 0, | 0, | 0.8, | 0, | Task Lights;
! | NO TSK LGTS FOR | 1, | ON ALWAYS, | , | , | , | , | 0, | 0, | 0.8, | 0, | Task Lights;
! | NO TSK LGTS FOR | 1, | ON ALWAYS, | , | , | , | , | 0, | 0, | 0.8, | 0, | Task Lights;
! | NO TSK LGTS FOR | 1, | ON ALWAYS, | , | , | , | , | 0, | 0, | 0.8, | 0, | Task Lights;
! | NO TSK LGTS FOR | 1, | ON ALWAYS, | , | , | , | , | 0, | 0, | 0.8, | 0, | Task Lights;
! | NO TSK LGTS FOR | 1, | ON ALWAYS, | , | , | , | , | 0, | 0, | 0.8, | 0, | Task Lights;
! | NO TSK LGTS FOR | 1, | ON ALWAYS, | , | , | , | , | 0, | 0, | 0.8, | 0, | Task Lights;
! | NO TSK LGTS FOR | 1, | ON ALWAYS, | , | , | , | , | 0, | 0, | 0.8, | 0, | Task Lights;
! | NO TSK LGTS FOR | 1, | ON ALWAYS, | , | , | , | , | 0, | 0, | 0.8, | 0, | Task Lights;
! | NO TSK LGTS FOR | 1, | ON ALWAYS, | , | , | , | , | 0, | 0, | 0.8, | 0, | Task Lights;
! | NO TSK LGTS FOR | 1, | ON ALWAYS, | , | , | , | , | 0, | 0, | 0.8, | 0, | Task Lights;
! | NO TSK LGTS FOR | 1, | ON ALWAYS, | , | , | , | , | 0, | 0, | 0.8, | 0, | Task Lights;
! | NO TSK LGTS FOR | 1, | ON ALWAYS, | , | , | , | , | 0, | 0, | 0.8, | 0, | Task Lights;
! | NO TSK LGTS FOR | 1, | ON ALWAYS, | , | , | , | , | 0, | 0, | 0.8, | 0, | Task Lights;
! | NO TSK LGTS FOR | 1, | ON ALWAYS, | , | , | , | , | 0, | 0, | 0.8, | 0, | Task Lights;
! | NO TSK LGTS FOR | 1, | ON ALWAYS, | , | , | , | , | 0, | 0, | 0.8, | 0, | Task Lights;
! | NO TSK LGTS FOR | 1, | ON ALWAYS, | , | , | , | , | 0, | 0, | 0.8, | 0, | Task Lights;
! | NO TSK LGTS FOR | 1, | ON ALWAYS, | , | , | , | , | 0, | 0, | 0.8, | 0, | Task Lights;
! | NO TSK LGTS FOR | 1, | ON ALWAYS, | , | , | , | , | 0, | 0, | 0.8, | 0, | Task Lights;
! | NO TSK LGTS FOR | 1, | ON ALWAYS, | , | , | , | , | 0, | 0, | 0.8, | 0, | Task Lights;
! | NO TSK LGTS FOR | 1, | ON ALWAYS, | , | , | , | , | 0, | 0, | 0.8, | 0, | Task Lights;
! | NO TSK LGTS FOR | 1, | ON ALWAYS, | , | , | , | , | 0, | 0, | 0.8, | 0, | Task Lights;
! | NO TSK LGTS FOR | 1, | ON ALWAYS, | , | , | , | , | 0, | 0, | 0.8, | 0, | Task Lights;
! | NO TSK LGTS FOR | 1, | ON ALWAYS, | , | , | , | , | 0, | 0, | 0.8, | 0, | Task Lights;
! | NO TSK LGTS FOR | 1, | ON ALWAYS, | , | , | , | , | 0, | 0, | 0.8, | 0, | Task Lights;
! | NO TSK LGTS FOR | 1, | ON ALWAYS, | , | , | , | , | 0, | 0, | 0.8, | 0, | Task Lights;
! | NO TSK LGTS FOR | 1, | ON ALWAYS, | , | , | , | , | 0, | 0, | 0.8, | 0, | Task Lights;
! | NO TSK LGTS FOR | 1, | ON ALWAYS, | , | , | , | , | 0, | 0, | 0.8, | 0, | Task Lights;
! | NO TSK LGTS FOR | 1, | ON ALWAYS, | , | , | , | , | 0, | 0, | 0.8, | 0, | Task Lights;
! | NO TSK LGTS FOR | 1, | ON ALWAYS, | , | , | , | , | 0, | 0, | 0.8, | 0, | Task Lights;
! | NO TSK LGTS FOR | 1, | ON ALWAYS, | , | , | , | , | 0, | 0, | 0.8, | 0, | Task Lights;
! | NO TSK LGTS FOR | 1, | ON ALWAYS, | , | , | , | , | 0, | 0, | 0.8, | 0, | Task Lights;
! | NO TSK LGTS FOR | 1, | ON ALWAYS, | , | , | , | , | 0, | 0, | 0.8, | 0, | Task Lights;
! | NO TSK LGTS FOR | 1, | ON ALWAYS, | , | , | , | , | 0, | 0, | 0.8, | 0, | Task Lights;
! | NO TSK LGTS FOR | 1, | ON ALWAYS, | , | , | , | , | 0, | 0, | 0.8, | 0, | Task Lights;
! | NO TSK LGTS FOR | 1, | ON ALWAYS, | , | , | , | , | 0, | 0, | 0.8, | 0, | Task Lights;
! | NO TSK LGTS FOR | 1, | ON ALWAYS, | , | , | , | , | 0, | 0, | 0.8, | 0, | Task Lights;
! | NO TSK LGTS FOR | 1, | ON ALWAYS, | , | , | , | , | 0, | 0, | 0.8, | 0, | Task Lights;
! | NO TSK LGTS FOR | 1, | ON ALWAYS, | , | , | , | , | 0, | 0, | 0.8, | 0, | Task Lights;
! | NO TSK LGTS FOR | 1, | ON ALWAYS, | , | , | , | , | 0, | 0, | 0.8, | 0, | Task Lights;
! | NO TSK LGTS FOR | 1, | ON ALWAYS, | , | , | , | , | 0, | 0, | 0.8, | 0, | Task Lights;
! | NO TSK LGTS FOR | 1, | ON ALWAYS, | , | , | , | , | 0, | 0, | 0.8, | 0, | Task Lights;
! | NO TSK LGTS FOR | 1, | ON ALWAYS, | , | , | , | , | 0, | 0, | 0.8, | 0, | Task Lights;
! | NO TSK LGTS FOR | 1, | ON ALWAYS, | , | , | , | , | 0, | 0, | 0.8, | 0, | Task Lights;
! | NO TSK LGTS FOR | 1, | ON ALWAYS, | , | , | , | , | 0, | 0, | 0.8, | 0, | Task Lights;
! | NO TSK LGTS FOR | 1, | ON ALWAYS, | , | , | , | , | 0, | 0, | 0.8, | 0, | Task Lights;
! | NO TSK LGTS FOR | 1, | ON ALWAYS, | , | , | , | , | 0, | 0, | 0.8, | 0, | Task Lights;
! | NO TSK LGTS FOR | 1, | ON ALWAYS, | , | , | , | , | 0, | 0, | 0.8, | 0, | Task Lights;
! | NO TSK LGTS FOR | 1, | ON ALWAYS, | , | , | , | , | 0, | 0, | 0.8, | 0, | Task Lights;
! | NO TSK LGTS FOR | 1, | ON ALWAYS, | , | , | , | , | 0, | 0, | 0.8, | 0, | Task Lights;
! | NO TSK LGTS FOR | 1, | ON ALWAYS, | , | , | , | , | 0, | 0, | 0.8, | 0, | Task Lights;
! | NO TSK LGTS FOR | 1, | ON ALWAYS, | , | , | , | , | 0, | 0, | 0.8, | 0, | Task Lights;
! | NO TSK LGTS FOR | 1, | ON ALWAYS, | , | , | , | , | 0, | 0, | 0.8, | 0, | Task Lights;
! | NO TSK LGTS FOR | 1, | ON ALWAYS, | , | , | , | , | 0, | 0, | 0.8, | 0, | Task Lights;
! | NO TSK LGTS FOR | 1, | ON ALWAYS, | , | , | , | , | 0, | 0, | 0.8, | 0, | Task Lights;
! | NO TSK LGTS FOR | 1, | ON ALWAYS, | , | , | , | , | 0, | 0, | 0.8, | 0, | Task Lights;
! | NO TSK LGTS FOR | 1, | ON ALWAYS, | , | , | , | , | 0, | 0, | 0.8, | 0, | Task Lights;
! | NO TSK LGTS FOR | 1, | ON ALWAYS, | , | , | , | , | 0, | 0, | 0.8, | 0, | Task Lights;
! | NO TSK LGTS FOR | 1, | ON ALWAYS, | , | , | , | , | 0, | 0, | 0.8, | 0, | Task Lights;
! | NO TSK LGTS FOR | 1, | ON ALWAYS, | , | , | , | , | 0, | 0, | 0.8, | 0, | Task Lights;
! | NO TSK LGTS FOR | 1, | ON ALWAYS, | , | , | , | , | 0, | 0, | 0.8, | 0, | Task Lights;
! | NO TSK LGTS FOR | 1, | ON ALWAYS, | , | , | , | , | 0, | 0, | 0.8, | 0, | Task Lights;
! | NO TSK LGTS FOR | 1, | ON ALWAYS, | , | , | , | , | 0, | 0, | 0.8, | 0, | Task Lights;
! | NO TSK LGTS FOR | 1, | ON ALWAYS, | , | , | , | , | 0, | 0, | 0.8, | 0, | Task Lights;
! | NO TSK LGTS FOR | 1, | ON ALWAYS, | , | , | , | , | 0, | 0, | 0.8, | 0, | Task Lights;
! | NO TSK LGTS FOR | 1, | ON ALWAYS, | , | , | , | , | 0, | 0, | 0.8, | 0, | Task Lights;
! | NO TSK LGTS FOR | 1, | ON ALWAYS, | , | , | , | , | 0, | 0, | 0.8, | 0, | Task Lights;
! | NO TSK LGTS FOR | 1, | ON ALWAYS, | , | , | , | , | 0, | 0, | 0.8, | 0, | Task Lights;
! | NO TSK LGTS FOR | 1, | ON ALWAYS, | , | , | , | , | 0, | 0, | 0.8, | 0, | Task Lights;
! | NO TSK LGTS FOR | 1, | ON ALWAYS, | , | , | , | , | 0, | 0, | 0.8, | 0, | Task Lights;
! | NO TSK LGTS FOR | 1, | ON ALWAYS, | , | , | , | , | 0, | 0, | 0.8, | 0, | Task Lights;
! | NO TSK LGTS FOR | 1, | ON ALWAYS, | , | , | , | , | 0, | 0, | 0.8, | 0, | Task Lights;
! | NO TSK LGTS FOR | 1, | ON ALWAYS, | , | , | , | , | 0, | 0, | 0.8, | 0, | Task Lights;
! | NO TSK LGTS FOR | 1, | ON ALWAYS, | , | , | , | , | 0, | 0, | 0.8, | 0, | Task Lights;
! | NO TSK LGTS FOR | 1, | ON ALWAYS, | , | , | , | , | 0, | 0, | 0.8, | 0, | Task Lights;
! | NO TSK LGTS FOR | 1, | ON ALWAYS, | , | , | , | , | 0, | 0, | 0.8, | 0, | Task Lights;
! | NO TSK LGTS FOR | 1, | ON ALWAYS, | , | , | , | , | 0, | 0, | 0.8, | 0, | Task Lights;
! | NO TSK LGTS FOR | 1, | ON ALWAYS, | , | , | , | , | 0, | 0, | 0.8, | 0, | Task Lights;
! | NO TSK LGTS FOR | 1, | ON ALWAYS, | , | , | , | , | 0, | 0, | 0.8, | 0, | Task Lights;
! | NO TSK LGTS FOR | 1, | ON ALWAYS, | , | , | , | , | 0, | 0, | 0.8, | 0, | Task Lights;
! | NO TSK LGTS FOR | 1, | ON ALWAYS, | , | , | , | , | 0, | 0, | 0.8, | 0, | Task Lights;
! | NO TSK LGTS FOR | 1, | ON ALWAYS, | , | , | , | , | 0, | 0, | 0.8, | 0, | Task Lights;
! | NO TSK LGTS FOR | 1, | ON ALWAYS, | , | , | , | , | 0, | 0, | 0.8, | 0, | Task Lights;
! | NO TSK LGTS FOR | 1, | ON ALWAYS, | , | , | , | , | 0, | 0, | 0.8, | 0, | Task Lights;
! | NO TSK LGTS FOR | 1, | ON ALWAYS, | , | , | , | , | 0, | 0, | 0.8, | 0, | Task Lights;
! | NO TSK LGTS FOR | 1, | ON ALWAYS, | , | , | , | , | 0, | 0, | 0.8, | 0, | Task Lights;
! | NO TSK LGTS FOR | 1, | ON ALWAYS, | , | , | , | , | 0, | 0, | 0.8, | 0, | Task Lights;
! | NO TSK LGTS FOR | 1, | ON ALWAYS, | , | , | , | , | 0, | 0, | 0.8, | 0, | Task Lights;
! | NO TSK LGTS FOR | 1, | ON ALWAYS, | , | , | , | , | 0, | 0, | 0.8, | 0, | Task Lights;
! | NO TSK LGTS FOR | 1, | ON ALWAYS, | , | , | , | , | 0, | 0, | 0.8, | 0, | Task Lights;
! | NO TSK LGTS FOR | 1, | ON ALWAYS, | , | , | , | , | 0, | 0, | 0.8, | 0, | Task Lights;
! | NO TSK LGTS FOR | 1, | ON ALWAYS, | , | , | , | , | 0, | 0, | 0.8, | 0, | Task Lights;
! | NO TSK LGTS FOR | 1, | ON ALWAYS, | , | , | , | , | 0, | 0, | 0.8, | 0, | Task Lights;
! | NO TSK LGTS FOR | 1, | ON ALWAYS, | , | , | , | , | 0, | 0, | 0.8, | 0, | Task Lights;
! | NO TSK LGTS FOR | 1, | ON ALWAYS, | , | , | , | , | 0, | 0, | 0.8, | 0, | Task Lights;
! | NO TSK LGTS FOR | 1, | ON ALWAYS, | , | , | , | , | 0, | 0, | 0.8, | 0, | Task Lights;
! | NO TSK LGTS FOR | 1, | ON ALWAYS, | , | , | , | , | 0, | 0, | 0.8, | 0, | Task Lights;
! | NO TSK LGTS FOR | 1, | ON ALWAYS, | , | , | , | , | 0, | 0, | 0.8, | 0, | Task Lights;
! | NO TSK LGTS FOR | 1, | ON ALWAYS, | , | , | , | , | 0, | 0, | 0.8, | 0, | Task Lights;
! | NO TSK LGTS FOR | 1, | ON ALWAYS, | , | , | , | , | 0, | 0, | 0.8, | 0, | Task Lights;
! | NO TSK LGTS FOR | 1, | ON ALWAYS, | , | , | , | , | 0, | 0, | 0.8, | 0, | Task Lights;
! | NO TSK LGTS FOR | 1, | ON ALWAYS, | , | , | , | , | 0, | 0, | 0.8, | 0, | Task Lights;
! | NO TSK LGTS FOR | 1, | ON ALWAYS, | , | , | , | , | 0, | 0, | 0.8, | 0, | Task Lights;
! | NO TSK LGTS FOR | 1, | ON ALWAYS, | , | , | , | , | 0, | 0, | 0.8, | 0, | Task Lights;
! | NO TSK LGTS FOR | 1, | ON ALWAYS, | , | , | , | , | 0, | 0, | 0.8, | 0, | Task Lights;
! | NO TSK LGTS FOR | 1, | ON ALWAYS, | , | , | , | , | 0, | 0, | 0.8, | 0, | Task Lights;
! | NO TSK LGTS FOR | 1, | ON ALWAYS, | , | , | , | , | 0, | 0, | 0.8, | 0, | Task Lights;
! | NO TSK LGTS FOR | 1, | ON ALWAYS, | , | , | , | , | 0, | 0, | 0.8, | 0, | Task Lights;
! | NO TSK LGTS FOR | 1, | ON ALWAYS, | , | , | , | , | 0, | 0, | 0.8, | 0, | Task Lights;
! | NO TSK LGTS FOR | 1, | ON ALWAYS, | , | , | , | , | 0, | 0, | 0.8, | 0, | Task Lights;
! | NO TSK LGTS FOR | 1, | ON ALWAYS, | , | , | , | , | 0, | 0, | 0.8, | 0, | Task Lights;
! | NO TSK LGTS FOR | 1, | ON ALWAYS, | , | , | , | , | 0, | 0, | 0.8, | 0, | Task Lights;
! | NO TSK LGTS FOR | 1, | ON ALWAYS, | , | , | , | , | 0, | 0, | 0.8, | 0, | Task Lights;
! | NO TSK LGTS FOR | 1, | ON ALWAYS, | , | , | , | , | 0, | 0, | 0.8, | 0, | Task Lights;
! | NO TSK LGTS FOR | 1, | ON ALWAYS, | , | , | , | , | 0, | 0, | 0.8, | 0, | Task Lights;
! | NO TSK LGTS FOR | 1, | ON ALWAYS, | , | , | , | , | 0, | 0, | 0.8, | 0, | Task Lights;
! | NO TSK LGTS FOR | 1, | ON ALWAYS, | , | , | , | , | 0, | 0, | 0.8, | 0, | Task Lights;
! | NO TSK LGTS FOR | 1, | ON ALWAYS, | , | , | , | , | 0, | 0, | 0.8, | 0, | Task Lights;
! | NO TSK LGTS FOR | 1, | ON ALWAYS, | , | , | , | , | 0, | 0, | 0.8, | 0, | Task Lights;
! | NO TSK LGTS FOR | 1, | ON ALWAYS, | , | , | , | , | 0, | 0, | 0.8, | 0, | Task Lights;
! | NO TSK LGTS FOR | 1, | ON ALWAYS, | , | , | , | , | 0, | 0, | 0.8, | 0, | Task Lights;
! | NO TSK LGTS FOR | 1, | ON ALWAYS, | , | , | , | , | 0, | 0, | 0.8, | 0, | Task Lights;
! | NO TSK LGTS FOR | 1, | ON ALWAYS, | , | , | , | , | 0, | 0, | 0.8, | 0, | Task Lights;
! | NO TSK LGTS FOR | 1, | ON ALWAYS, | , | , | , | , | 0, | 0, | 0.8, | 0, | Task Lights;
! | NO TSK LGTS FOR | 1, | ON ALWAYS, | , | , | , | , | 0, | 0, | 0.8, | 0, | Task Lights;
! | NO TSK LGTS FOR | 1, | ON ALWAYS, | , | , | , | , | 0, | 0, | 0.8, | 0, | Task Lights;
! | NO TSK LGTS FOR | 1, | ON ALWAYS, | , | , | , | , | 0, | 0, | 0.8, | 0, | Task Lights;
! | NO TSK LGTS FOR | 1, | ON ALWAYS, | , | , | , | , | 0, | 0, | 0.8, | 0, | Task Lights;
! | NO TSK LGTS FOR | 1, | ON ALWAYS, | , | , | , | , | 0, | 0, | 0.8, | 0, | Task Lights;

## CSV-Eqp
!****************************************************** MISC EQUIPMENT FOR LOADS ******************************************************* | ************************ | ************************ | EQUIPMENT | OBJECTS | ************ | ************ | ************ | ************ | ************ | ************ | ************
! For load calcs | only
! |  |  | Equipment | Calc | Pwr | Pwr | Pwr | Lat | Rad | Lost
! | Name | Zone | Schedule | Method | Watts | W/m2 | W/occ | Fra | Fra | Fra | End-Use
!
ElectricEquipment, | HHA ZONE , Field 1: Zone # Elec Eqp, | HHA ZONE , Field 1: Zone #, | ON ALWAYS, | , | , | , | , | 0, | 0, | 0, | Elec Equip;
ElectricEquipment, | 1 Elec Eqp, | 1, | ON ALWAYS, | , | , | , | , | 0.75, | 0, | 0, | Elec Equip;
ElectricEquipment, | 2 Elec Eqp, | 2, | ON ALWAYS, | , | , | , | , | 0.75, | 0, | 0, | Elec Equip;
ElectricEquipment, | 1 Elec Eqp, | 1, | ON ALWAYS, | , | , | , | , | 0.75, | 0, | 0, | Elec Equip;
ElectricEquipment, | 1 Elec Eqp, | 1, | ON ALWAYS, | , | , | , | , | 0.75, | 0, | 0, | Elec Equip;
ElectricEquipment, | 1 Elec Eqp, | 1, | ON ALWAYS, | , | , | , | , | 0.75, | 0, | 0, | Elec Equip;
ElectricEquipment, | 1 Elec Eqp, | 1, | ON ALWAYS, | , | , | , | , | 0.75, | 0, | 0, | Elec Equip;
ElectricEquipment, | 1 Elec Eqp, | 1, | ON ALWAYS, | , | , | , | , | 0.75, | 0, | 0, | Elec Equip;
ElectricEquipment, | 1 Elec Eqp, | 1, | ON ALWAYS, | , | , | , | , | 0.75, | 0, | 0, | Elec Equip;
ElectricEquipment, | 1 Elec Eqp, | 1, | ON ALWAYS, | , | , | , | , | 0.75, | 0, | 0, | Elec Equip;
ElectricEquipment, | 1 Elec Eqp, | 1, | ON ALWAYS, | , | , | , | , | 0.75, | 0, | 0, | Elec Equip;
ElectricEquipment, | 1 Elec Eqp, | 1, | ON ALWAYS, | , | , | , | , | 0.75, | 0, | 0, | Elec Equip;
ElectricEquipment, | 1 Elec Eqp, | 1, | ON ALWAYS, | , | , | , | , | 0.75, | 0, | 0, | Elec Equip;
ElectricEquipment, | 1 Elec Eqp, | 1, | ON ALWAYS, | , | , | , | , | 0.75, | 0, | 0, | Elec Equip;
ElectricEquipment, | 1 Elec Eqp, | 1, | ON ALWAYS, | , | , | , | , | 0.75, | 0, | 0, | Elec Equip;
ElectricEquipment, | 1 Elec Eqp, | 1, | ON ALWAYS, | , | , | , | , | 0.75, | 0, | 0, | Elec Equip;
ElectricEquipment, | 1 Elec Eqp, | 1, | ON ALWAYS, | , | , | , | , | 0.75, | 0, | 0, | Elec Equip;
ElectricEquipment, | 1 Elec Eqp, | 1, | ON ALWAYS, | , | , | , | , | 0.75, | 0, | 0, | Elec Equip;
ElectricEquipment, | 1 Elec Eqp, | 1, | ON ALWAYS, | , | , | , | , | 0.75, | 0, | 0, | Elec Equip;
ElectricEquipment, | 1 Elec Eqp, | 1, | ON ALWAYS, | , | , | , | , | 0.75, | 0, | 0, | Elec Equip;
ElectricEquipment, | 1 Elec Eqp, | 1, | ON ALWAYS, | , | , | , | , | 0.75, | 0, | 0, | Elec Equip;
ElectricEquipment, | 1 Elec Eqp, | 1, | ON ALWAYS, | , | , | , | , | 0.75, | 0, | 0, | Elec Equip;
ElectricEquipment, | 1 Elec Eqp, | 1, | ON ALWAYS, | , | , | , | , | 0.75, | 0, | 0, | Elec Equip;
ElectricEquipment, | 1 Elec Eqp, | 1, | ON ALWAYS, | , | , | , | , | 0.75, | 0, | 0, | Elec Equip;
ElectricEquipment, | 1 Elec Eqp, | 1, | ON ALWAYS, | , | , | , | , | 0.75, | 0, | 0, | Elec Equip;
ElectricEquipment, | 1 Elec Eqp, | 1, | ON ALWAYS, | , | , | , | , | 0.75, | 0, | 0, | Elec Equip;
ElectricEquipment, | 1 Elec Eqp, | 1, | ON ALWAYS, | , | , | , | , | 0.75, | 0, | 0, | Elec Equip;
ElectricEquipment, | 1 Elec Eqp, | 1, | ON ALWAYS, | , | , | , | , | 0.75, | 0, | 0, | Elec Equip;
ElectricEquipment, | 1 Elec Eqp, | 1, | ON ALWAYS, | , | , | , | , | #N/A | 0, | 0, | Elec Equip;
ElectricEquipment, | 1 Elec Eqp, | 1, | ON ALWAYS, | , | , | , | , | 0.75, | 0, | 0, | Elec Equip;
ElectricEquipment, | 1 Elec Eqp, | 1, | ON ALWAYS, | , | , | , | , | 0.75, | 0, | 0, | Elec Equip;
ElectricEquipment, | 1 Elec Eqp, | 1, | ON ALWAYS, | , | , | , | , | 0.75, | 0, | 0, | Elec Equip;
ElectricEquipment, | 1 Elec Eqp, | 1, | ON ALWAYS, | , | , | , | , | 0.75, | 0, | 0, | Elec Equip;
ElectricEquipment, | 1 Elec Eqp, | 1, | ON ALWAYS, | , | , | , | , | 0.75, | 0, | 0, | Elec Equip;
ElectricEquipment, | 1 Elec Eqp, | 1, | ON ALWAYS, | , | , | , | , | 0.75, | 0, | 0, | Elec Equip;
ElectricEquipment, | 1 Elec Eqp, | 1, | ON ALWAYS, | , | , | , | , | 0.75, | 0, | 0, | Elec Equip;
ElectricEquipment, | 1 Elec Eqp, | 1, | ON ALWAYS, | , | , | , | , | 0.75, | 0, | 0, | Elec Equip;
ElectricEquipment, | 1 Elec Eqp, | 1, | ON ALWAYS, | , | , | , | , | 0.75, | 0, | 0, | Elec Equip;
ElectricEquipment, | 1 Elec Eqp, | 1, | ON ALWAYS, | , | , | , | , | 0.75, | 0, | 0, | Elec Equip;
ElectricEquipment, | 1 Elec Eqp, | 1, | ON ALWAYS, | , | , | , | , | 0.75, | 0, | 0, | Elec Equip;
ElectricEquipment, | 1 Elec Eqp, | 1, | ON ALWAYS, | , | , | , | , | 0.75, | 0, | 0, | Elec Equip;
ElectricEquipment, | 1 Elec Eqp, | 1, | ON ALWAYS, | , | , | , | , | 0.75, | 0, | 0, | Elec Equip;
ElectricEquipment, | 1 Elec Eqp, | 1, | ON ALWAYS, | , | , | , | , | 0.75, | 0, | 0, | Elec Equip;
ElectricEquipment, | 1 Elec Eqp, | 1, | ON ALWAYS, | , | , | , | , | 0.75, | 0, | 0, | Elec Equip;
ElectricEquipment, | 1 Elec Eqp, | 1, | ON ALWAYS, | , | , | , | , | 0.75, | 0, | 0, | Elec Equip;
ElectricEquipment, | 1 Elec Eqp, | 1, | ON ALWAYS, | , | , | , | , | 0.75, | 0, | 0, | Elec Equip;
ElectricEquipment, | 1 Elec Eqp, | 1, | ON ALWAYS, | , | , | , | , | 0.75, | 0, | 0, | Elec Equip;
ElectricEquipment, | 1 Elec Eqp, | 1, | ON ALWAYS, | , | , | , | , | 0.75, | 0, | 0, | Elec Equip;
ElectricEquipment, | 1 Elec Eqp, | 1, | ON ALWAYS, | , | , | , | , | 0.75, | 0, | 0, | Elec Equip;
ElectricEquipment, | 1 Elec Eqp, | 1, | ON ALWAYS, | , | , | , | , | 0.75, | 0, | 0, | Elec Equip;
ElectricEquipment, | 1 Elec Eqp, | 1, | ON ALWAYS, | , | , | , | , | 0.75, | 0, | 0, | Elec Equip;
ElectricEquipment, | 1 Elec Eqp, | 1, | ON ALWAYS, | , | , | , | , | 0.75, | 0, | 0, | Elec Equip;
ElectricEquipment, | 1 Elec Eqp, | 1, | ON ALWAYS, | , | , | , | , | 0.75, | 0, | 0, | Elec Equip;
ElectricEquipment, | 1 Elec Eqp, | 1, | ON ALWAYS, | , | , | , | , | 0.75, | 0, | 0, | Elec Equip;
ElectricEquipment, | 1 Elec Eqp, | 1, | ON ALWAYS, | , | , | , | , | 0.75, | 0, | 0, | Elec Equip;
ElectricEquipment, | 1 Elec Eqp, | 1, | ON ALWAYS, | , | , | , | , | 0.75, | 0, | 0, | Elec Equip;
ElectricEquipment, | 1 Elec Eqp, | 1, | ON ALWAYS, | , | , | , | , | 0.75, | 0, | 0, | Elec Equip;
ElectricEquipment, | 1 Elec Eqp, | 1, | ON ALWAYS, | , | , | , | , | 0.75, | 0, | 0, | Elec Equip;
ElectricEquipment, | 1 Elec Eqp, | 1, | ON ALWAYS, | , | , | , | , | 0.75, | 0, | 0, | Elec Equip;
ElectricEquipment, | 1 Elec Eqp, | 1, | ON ALWAYS, | , | , | , | , | 0.75, | 0, | 0, | Elec Equip;
ElectricEquipment, | 1 Elec Eqp, | 1, | ON ALWAYS, | , | , | , | , | 0.75, | 0, | 0, | Elec Equip;
ElectricEquipment, | 1 Elec Eqp, | 1, | ON ALWAYS, | , | , | , | , | 0.75, | 0, | 0, | Elec Equip;
ElectricEquipment, | 1 Elec Eqp, | 1, | ON ALWAYS, | , | , | , | , | 0.75, | 0, | 0, | Elec Equip;
ElectricEquipment, | 1 Elec Eqp, | 1, | ON ALWAYS, | , | , | , | , | 0.75, | 0, | 0, | Elec Equip;
ElectricEquipment, | 1 Elec Eqp, | 1, | ON ALWAYS, | , | , | , | , | 0.75, | 0, | 0, | Elec Equip;
ElectricEquipment, | 1 Elec Eqp, | 1, | ON ALWAYS, | , | , | , | , | 0.75, | 0, | 0, | Elec Equip;
ElectricEquipment, | 1 Elec Eqp, | 1, | ON ALWAYS, | , | , | , | , | 0.75, | 0, | 0, | Elec Equip;
ElectricEquipment, | 1 Elec Eqp, | 1, | ON ALWAYS, | , | , | , | , | 0.75, | 0, | 0, | Elec Equip;
ElectricEquipment, | 1 Elec Eqp, | 1, | ON ALWAYS, | , | , | , | , | 0.75, | 0, | 0, | Elec Equip;
ElectricEquipment, | 1 Elec Eqp, | 1, | ON ALWAYS, | , | , | , | , | 0.75, | 0, | 0, | Elec Equip;
ElectricEquipment, | 1 Elec Eqp, | 1, | ON ALWAYS, | , | , | , | , | 0.75, | 0, | 0, | Elec Equip;
ElectricEquipment, | 1 Elec Eqp, | 1, | ON ALWAYS, | , | , | , | , | 0.75, | 0, | 0, | Elec Equip;
ElectricEquipment, | 1 Elec Eqp, | 1, | ON ALWAYS, | , | , | , | , | 0.75, | 0, | 0, | Elec Equip;
ElectricEquipment, | 1 Elec Eqp, | 1, | ON ALWAYS, | , | , | , | , | 0.75, | 0, | 0, | Elec Equip;
ElectricEquipment, | 1 Elec Eqp, | 1, | ON ALWAYS, | , | , | , | , | 0.75, | 0, | 0, | Elec Equip;
ElectricEquipment, | 1 Elec Eqp, | 1, | ON ALWAYS, | , | , | , | , | 0.75, | 0, | 0, | Elec Equip;
ElectricEquipment, | 1 Elec Eqp, | 1, | ON ALWAYS, | , | , | , | , | 0.75, | 0, | 0, | Elec Equip;
ElectricEquipment, | 1 Elec Eqp, | 1, | ON ALWAYS, | , | , | , | , | 0.75, | 0, | 0, | Elec Equip;
ElectricEquipment, | 1 Elec Eqp, | 1, | ON ALWAYS, | , | , | , | , | 0.75, | 0, | 0, | Elec Equip;
ElectricEquipment, | 1 Elec Eqp, | 1, | ON ALWAYS, | , | , | , | , | 0.75, | 0, | 0, | Elec Equip;
ElectricEquipment, | 1 Elec Eqp, | 1, | ON ALWAYS, | , | , | , | , | 0.75, | 0, | 0, | Elec Equip;
ElectricEquipment, | 1 Elec Eqp, | 1, | ON ALWAYS, | , | , | , | , | 0.75, | 0, | 0, | Elec Equip;
ElectricEquipment, | 1 Elec Eqp, | 1, | ON ALWAYS, | , | , | , | , | 0.75, | 0, | 0, | Elec Equip;
ElectricEquipment, | 1 Elec Eqp, | 1, | ON ALWAYS, | , | , | , | , | 0.75, | 0, | 0, | Elec Equip;
ElectricEquipment, | 1 Elec Eqp, | 1, | ON ALWAYS, | , | , | , | , | 0.75, | 0, | 0, | Elec Equip;
ElectricEquipment, | 1 Elec Eqp, | 1, | ON ALWAYS, | , | , | , | , | 0.75, | 0, | 0, | Elec Equip;
ElectricEquipment, | 1 Elec Eqp, | 1, | ON ALWAYS, | , | , | , | , | 0.75, | 0, | 0, | Elec Equip;
ElectricEquipment, | 1 Elec Eqp, | 1, | ON ALWAYS, | , | , | , | , | 0.75, | 0, | 0, | Elec Equip;
ElectricEquipment, | 1 Elec Eqp, | 1, | ON ALWAYS, | , | , | , | , | 0.75, | 0, | 0, | Elec Equip;
ElectricEquipment, | 1 Elec Eqp, | 1, | ON ALWAYS, | , | , | , | , | 0.75, | 0, | 0, | Elec Equip;
ElectricEquipment, | 1 Elec Eqp, | 1, | ON ALWAYS, | , | , | , | , | 0.75, | 0, | 0, | Elec Equip;
ElectricEquipment, | 1 Elec Eqp, | 1, | ON ALWAYS, | , | , | , | , | 0.75, | 0, | 0, | Elec Equip;
ElectricEquipment, | 1 Elec Eqp, | 1, | ON ALWAYS, | , | , | , | , | 0.75, | 0, | 0, | Elec Equip;
ElectricEquipment, | 1 Elec Eqp, | 1, | ON ALWAYS, | , | , | , | , | 0.75, | 0, | 0, | Elec Equip;
ElectricEquipment, | 1 Elec Eqp, | 1, | ON ALWAYS, | , | , | , | , | 0.75, | 0, | 0, | Elec Equip;
ElectricEquipment, | 1 Elec Eqp, | 1, | ON ALWAYS, | , | , | , | , | 0.75, | 0, | 0, | Elec Equip;
ElectricEquipment, | 1 Elec Eqp, | 1, | ON ALWAYS, | , | , | , | , | 0.75, | 0, | 0, | Elec Equip;
ElectricEquipment, | 1 Elec Eqp, | 1, | ON ALWAYS, | , | , | , | , | 0.75, | 0, | 0, | Elec Equip;
ElectricEquipment, | 1 Elec Eqp, | 1, | ON ALWAYS, | , | , | , | , | 0.75, | 0, | 0, | Elec Equip;
ElectricEquipment, | 1 Elec Eqp, | 1, | ON ALWAYS, | , | , | , | , | 0.75, | 0, | 0, | Elec Equip;
ElectricEquipment, | 1 Elec Eqp, | 1, | ON ALWAYS, | , | , | , | , | 0.75, | 0, | 0, | Elec Equip;
ElectricEquipment, | 1 Elec Eqp, | 1, | ON ALWAYS, | , | , | , | , | 0.75, | 0, | 0, | Elec Equip;
ElectricEquipment, | 1 Elec Eqp, | 1, | ON ALWAYS, | , | , | , | , | 0.75, | 0, | 0, | Elec Equip;
ElectricEquipment, | 1 Elec Eqp, | 1, | ON ALWAYS, | , | , | , | , | 0.75, | 0, | 0, | Elec Equip;
ElectricEquipment, | 1 Elec Eqp, | 1, | ON ALWAYS, | , | , | , | , | 0.75, | 0, | 0, | Elec Equip;
ElectricEquipment, | 1 Elec Eqp, | 1, | ON ALWAYS, | , | , | , | , | 0.75, | 0, | 0, | Elec Equip;
ElectricEquipment, | 1 Elec Eqp, | 1, | ON ALWAYS, | , | , | , | , | 0.75, | 0, | 0, | Elec Equip;
ElectricEquipment, | 1 Elec Eqp, | 1, | ON ALWAYS, | , | , | , | , | 0.75, | 0, | 0, | Elec Equip;
ElectricEquipment, | 1 Elec Eqp, | 1, | ON ALWAYS, | , | , | , | , | 0.75, | 0, | 0, | Elec Equip;
ElectricEquipment, | 1 Elec Eqp, | 1, | ON ALWAYS, | , | , | , | , | 0.75, | 0, | 0, | Elec Equip;
ElectricEquipment, | 1 Elec Eqp, | 1, | ON ALWAYS, | , | , | , | , | 0.75, | 0, | 0, | Elec Equip;
ElectricEquipment, | 1 Elec Eqp, | 1, | ON ALWAYS, | , | , | , | , | 0.75, | 0, | 0, | Elec Equip;
ElectricEquipment, | 1 Elec Eqp, | 1, | ON ALWAYS, | , | , | , | , | 0.75, | 0, | 0, | Elec Equip;
ElectricEquipment, | 1 Elec Eqp, | 1, | ON ALWAYS, | , | , | , | , | 0.75, | 0, | 0, | Elec Equip;
ElectricEquipment, | 1 Elec Eqp, | 1, | ON ALWAYS, | , | , | , | , | 0.75, | 0, | 0, | Elec Equip;
ElectricEquipment, | 1 Elec Eqp, | 1, | ON ALWAYS, | , | , | , | , | 0.75, | 0, | 0, | Elec Equip;
ElectricEquipment, | 1 Elec Eqp, | 1, | ON ALWAYS, | , | , | , | , | 0.75, | 0, | 0, | Elec Equip;
ElectricEquipment, | 1 Elec Eqp, | 1, | ON ALWAYS, | , | , | , | , | 0.75, | 0, | 0, | Elec Equip;
ElectricEquipment, | 1 Elec Eqp, | 1, | ON ALWAYS, | , | , | , | , | 0.75, | 0, | 0, | Elec Equip;
ElectricEquipment, | 1 Elec Eqp, | 1, | ON ALWAYS, | , | , | , | , | 0.75, | 0, | 0, | Elec Equip;
ElectricEquipment, | 1 Elec Eqp, | 1, | ON ALWAYS, | , | , | , | , | 0.75, | 0, | 0, | Elec Equip;
ElectricEquipment, | 1 Elec Eqp, | 1, | ON ALWAYS, | , | , | , | , | 0.75, | 0, | 0, | Elec Equip;
ElectricEquipment, | 1 Elec Eqp, | 1, | ON ALWAYS, | , | , | , | , | 0.75, | 0, | 0, | Elec Equip;
ElectricEquipment, | 1 Elec Eqp, | 1, | ON ALWAYS, | , | , | , | , | 0.75, | 0, | 0, | Elec Equip;
ElectricEquipment, | 1 Elec Eqp, | 1, | ON ALWAYS, | , | , | , | , | 0.75, | 0, | 0, | Elec Equip;
ElectricEquipment, | 1 Elec Eqp, | 1, | ON ALWAYS, | , | , | , | , | 0.75, | 0, | 0, | Elec Equip;
ElectricEquipment, | 1 Elec Eqp, | 1, | ON ALWAYS, | , | , | , | , | 0.75, | 0, | 0, | Elec Equip;
ElectricEquipment, | 1 Elec Eqp, | 1, | ON ALWAYS, | , | , | , | , | 0.75, | 0, | 0, | Elec Equip;
ElectricEquipment, | 1 Elec Eqp, | 1, | ON ALWAYS, | , | , | , | , | 0.75, | 0, | 0, | Elec Equip;
ElectricEquipment, | 1 Elec Eqp, | 1, | ON ALWAYS, | , | , | , | , | 0.75, | 0, | 0, | Elec Equip;
ElectricEquipment, | 1 Elec Eqp, | 1, | ON ALWAYS, | , | , | , | , | 0.75, | 0, | 0, | Elec Equip;
ElectricEquipment, | 1 Elec Eqp, | 1, | ON ALWAYS, | , | , | , | , | 0.75, | 0, | 0, | Elec Equip;
ElectricEquipment, | 1 Elec Eqp, | 1, | ON ALWAYS, | , | , | , | , | 0.75, | 0, | 0, | Elec Equip;
ElectricEquipment, | 1 Elec Eqp, | 1, | ON ALWAYS, | , | , | , | , | 0.75, | 0, | 0, | Elec Equip;
ElectricEquipment, | 1 Elec Eqp, | 1, | ON ALWAYS, | , | , | , | , | 0.75, | 0, | 0, | Elec Equip;
ElectricEquipment, | 1 Elec Eqp, | 1, | ON ALWAYS, | , | , | , | , | 0.75, | 0, | 0, | Elec Equip;
ElectricEquipment, | 1 Elec Eqp, | 1, | ON ALWAYS, | , | , | , | , | 0.75, | 0, | 0, | Elec Equip;
ElectricEquipment, | 1 Elec Eqp, | 1, | ON ALWAYS, | , | , | , | , | 0.75, | 0, | 0, | Elec Equip;
ElectricEquipment, | 1 Elec Eqp, | 1, | ON ALWAYS, | , | , | , | , | 0.75, | 0, | 0, | Elec Equip;
ElectricEquipment, | 1 Elec Eqp, | 1, | ON ALWAYS, | , | , | , | , | 0.75, | 0, | 0, | Elec Equip;
ElectricEquipment, | 1 Elec Eqp, | 1, | ON ALWAYS, | , | , | , | , | 0.75, | 0, | 0, | Elec Equip;
ElectricEquipment, | 1 Elec Eqp, | 1, | ON ALWAYS, | , | , | , | , | 0.75, | 0, | 0, | Elec Equip;
ElectricEquipment, | 1 Elec Eqp, | 1, | ON ALWAYS, | , | , | , | , | 0.75, | 0, | 0, | Elec Equip;
ElectricEquipment, | 1 Elec Eqp, | 1, | ON ALWAYS, | , | , | , | , | 0.75, | 0, | 0, | Elec Equip;
ElectricEquipment, | 1 Elec Eqp, | 1, | ON ALWAYS, | , | , | , | , | 0.75, | 0, | 0, | Elec Equip;
ElectricEquipment, | 1 Elec Eqp, | 1, | ON ALWAYS, | , | , | , | , | 0.75, | 0, | 0, | Elec Equip;
ElectricEquipment, | 1 Elec Eqp, | 1, | ON ALWAYS, | , | , | , | , | 0.75, | 0, | 0, | Elec Equip;
ElectricEquipment, | 1 Elec Eqp, | 1, | ON ALWAYS, | , | , | , | , | 0.75, | 0, | 0, | Elec Equip;
ElectricEquipment, | 1 Elec Eqp, | 1, | ON ALWAYS, | , | , | , | , | 0.75, | 0, | 0, | Elec Equip;
ElectricEquipment, | 1 Elec Eqp, | 1, | ON ALWAYS, | , | , | , | , | 0.75, | 0, | 0, | Elec Equip;
ElectricEquipment, | 1 Elec Eqp, | 1, | ON ALWAYS, | , | , | , | , | 0.75, | 0, | 0, | Elec Equip;
ElectricEquipment, | 1 Elec Eqp, | 1, | ON ALWAYS, | , | , | , | , | 0.75, | 0, | 0, | Elec Equip;
ElectricEquipment, | 1 Elec Eqp, | 1, | ON ALWAYS, | , | , | , | , | 0.75, | 0, | 0, | Elec Equip;
ElectricEquipment, | 1 Elec Eqp, | 1, | ON ALWAYS, | , | , | , | , | 0.75, | 0, | 0, | Elec Equip;
ElectricEquipment, | 1 Elec Eqp, | 1, | ON ALWAYS, | , | , | , | , | 0.75, | 0, | 0, | Elec Equip;
ElectricEquipment, | 1 Elec Eqp, | 1, | ON ALWAYS, | , | , | , | , | 0.75, | 0, | 0, | Elec Equip;
ElectricEquipment, | 1 Elec Eqp, | 1, | ON ALWAYS, | , | , | , | , | 0.75, | 0, | 0, | Elec Equip;
ElectricEquipment, | 1 Elec Eqp, | 1, | ON ALWAYS, | , | , | , | , | 0.75, | 0, | 0, | Elec Equip;
ElectricEquipment, | 1 Elec Eqp, | 1, | ON ALWAYS, | , | , | , | , | 0.75, | 0, | 0, | Elec Equip;
ElectricEquipment, | 1 Elec Eqp, | 1, | ON ALWAYS, | , | , | , | , | 0.75, | 0, | 0, | Elec Equip;
ElectricEquipment, | 1 Elec Eqp, | 1, | ON ALWAYS, | , | , | , | , | 0.75, | 0, | 0, | Elec Equip;
ElectricEquipment, | 1 Elec Eqp, | 1, | ON ALWAYS, | , | , | , | , | 0.75, | 0, | 0, | Elec Equip;
ElectricEquipment, | 1 Elec Eqp, | 1, | ON ALWAYS, | , | , | , | , | 0.75, | 0, | 0, | Elec Equip;
ElectricEquipment, | 1 Elec Eqp, | 1, | ON ALWAYS, | , | , | , | , | 0.75, | 0, | 0, | Elec Equip;
ElectricEquipment, | 1 Elec Eqp, | 1, | ON ALWAYS, | , | , | , | , | 0.75, | 0, | 0, | Elec Equip;
ElectricEquipment, | 1 Elec Eqp, | 1, | ON ALWAYS, | , | , | , | , | 0.75, | 0, | 0, | Elec Equip;
ElectricEquipment, | 1 Elec Eqp, | 1, | ON ALWAYS, | , | , | , | , | 0.75, | 0, | 0, | Elec Equip;
ElectricEquipment, | 1 Elec Eqp, | 1, | ON ALWAYS, | , | , | , | , | 0.75, | 0, | 0, | Elec Equip;
ElectricEquipment, | 1 Elec Eqp, | 1, | ON ALWAYS, | , | , | , | , | 0.75, | 0, | 0, | Elec Equip;
ElectricEquipment, | 1 Elec Eqp, | 1, | ON ALWAYS, | , | , | , | , | 0.75, | 0, | 0, | Elec Equip;
ElectricEquipment, | 1 Elec Eqp, | 1, | ON ALWAYS, | , | , | , | , | 0.75, | 0, | 0, | Elec Equip;
ElectricEquipment, | 1 Elec Eqp, | 1, | ON ALWAYS, | , | , | , | , | 0.75, | 0, | 0, | Elec Equip;
ElectricEquipment, | 1 Elec Eqp, | 1, | ON ALWAYS, | , | , | , | , | 0.75, | 0, | 0, | Elec Equip;
ElectricEquipment, | 1 Elec Eqp, | 1, | ON ALWAYS, | , | , | , | , | 0.75, | 0, | 0, | Elec Equip;
ElectricEquipment, | 1 Elec Eqp, | 1, | ON ALWAYS, | , | , | , | , | 0.75, | 0, | 0, | Elec Equip;
ElectricEquipment, | 1 Elec Eqp, | 1, | ON ALWAYS, | , | , | , | , | 0.75, | 0, | 0, | Elec Equip;
ElectricEquipment, | 1 Elec Eqp, | 1, | ON ALWAYS, | , | , | , | , | 0.75, | 0, | 0, | Elec Equip;
ElectricEquipment, | 1 Elec Eqp, | 1, | ON ALWAYS, | , | , | , | , | 0.75, | 0, | 0, | Elec Equip;
ElectricEquipment, | 1 Elec Eqp, | 1, | ON ALWAYS, | , | , | , | , | 0.75, | 0, | 0, | Elec Equip;
ElectricEquipment, | 1 Elec Eqp, | 1, | ON ALWAYS, | , | , | , | , | 0.75, | 0, | 0, | Elec Equip;
ElectricEquipment, | 1 Elec Eqp, | 1, | ON ALWAYS, | , | , | , | , | 0.75, | 0, | 0, | Elec Equip;
ElectricEquipment, | 1 Elec Eqp, | 1, | ON ALWAYS, | , | , | , | , | 0.75, | 0, | 0, | Elec Equip;
ElectricEquipment, | 1 Elec Eqp, | 1, | ON ALWAYS, | , | , | , | , | 0.75, | 0, | 0, | Elec Equip;
ElectricEquipment, | 1 Elec Eqp, | 1, | ON ALWAYS, | , | , | , | , | 0.75, | 0, | 0, | Elec Equip;
ElectricEquipment, | 1 Elec Eqp, | 1, | ON ALWAYS, | , | , | , | , | 0.75, | 0, | 0, | Elec Equip;
ElectricEquipment, | 1 Elec Eqp, | 1, | ON ALWAYS, | , | , | , | , | 0.75, | 0, | 0, | Elec Equip;
ElectricEquipment, | 1 Elec Eqp, | 1, | ON ALWAYS, | , | , | , | , | 0.75, | 0, | 0, | Elec Equip;
ElectricEquipment, | 1 Elec Eqp, | 1, | ON ALWAYS, | , | , | , | , | 0.75, | 0, | 0, | Elec Equip;
ElectricEquipment, | 1 Elec Eqp, | 1, | ON ALWAYS, | , | , | , | , | 0.75, | 0, | 0, | Elec Equip;
ElectricEquipment, | 1 Elec Eqp, | 1, | ON ALWAYS, | , | , | , | , | 0.75, | 0, | 0, | Elec Equip;
ElectricEquipment, | 1 Elec Eqp, | 1, | ON ALWAYS, | , | , | , | , | 0.75, | 0, | 0, | Elec Equip;
ElectricEquipment, | 1 Elec Eqp, | 1, | ON ALWAYS, | , | , | , | , | 0.75, | 0, | 0, | Elec Equip;
ElectricEquipment, | 1 Elec Eqp, | 1, | ON ALWAYS, | , | , | , | , | 0.75, | 0, | 0, | Elec Equip;
ElectricEquipment, | 1 Elec Eqp, | 1, | ON ALWAYS, | , | , | , | , | 0.75, | 0, | 0, | Elec Equip;
ElectricEquipment, | 1 Elec Eqp, | 1, | ON ALWAYS, | , | , | , | , | 0.75, | 0, | 0, | Elec Equip;
ElectricEquipment, | 1 Elec Eqp, | 1, | ON ALWAYS, | , | , | , | , | 0.75, | 0, | 0, | Elec Equip;
ElectricEquipment, | 1 Elec Eqp, | 1, | ON ALWAYS, | , | , | , | , | 0.75, | 0, | 0, | Elec Equip;
ElectricEquipment, | 1 Elec Eqp, | 1, | ON ALWAYS, | , | , | , | , | 0.75, | 0, | 0, | Elec Equip;
ElectricEquipment, | 1 Elec Eqp, | 1, | ON ALWAYS, | , | , | , | , | 0.75, | 0, | 0, | Elec Equip;
ElectricEquipment, | 1 Elec Eqp, | 1, | ON ALWAYS, | , | , | , | , | 0.75, | 0, | 0, | Elec Equip;

## CSV-Occ
!
!************ | **************** | **************** | Occupants | for Load Calc | **************** | **************** | **************** | **************** | **************** | ****************
! | A1 | A2 | A3 | A4 | N1 | N2 | N3 | N4 | N5 | A5
! | N4: Rad; N5: Sens
!People | Object Name | Zone Name | Schedule | Calc Type | # Occ | Occ/m2 | m2/Occ | Fra | Fra | Activity Sch
!
People, | HHA ZONE , Field 1: Zone # Occs, | HHA ZONE , Field 1: Zone #, | ON ALWAYS, | , | , | , | , | 0, | , | HHA ZONE , Field 1: Zone # ActvSch;
People, | 1 Occs, | 1, | ON ALWAYS, | , | , | , | , | 0, | -, | 1 ActvSch;
People, | 2 Occs, | 2, | ON ALWAYS, | , | , | , | , | 0, | , | 2 ActvSch;
People, | 1 Occs, | 1, | ON ALWAYS, | , | , | , | , | 0, | , | 1 ActvSch;
People, | 1 Occs, | 1, | ON ALWAYS, | , | , | , | , | 0, | , | 1 ActvSch;
People, | 1 Occs, | 1, | ON ALWAYS, | , | , | , | , | 0, | , | 1 ActvSch;
People, | 1 Occs, | 1, | ON ALWAYS, | , | , | , | , | 0, | , | 1 ActvSch;
People, | 1 Occs, | 1, | ON ALWAYS, | , | , | , | , | 0, | , | 1 ActvSch;
People, | 1 Occs, | 1, | ON ALWAYS, | , | , | , | , | 0, | , | 1 ActvSch;
People, | 1 Occs, | 1, | ON ALWAYS, | , | , | , | , | 0, | , | 1 ActvSch;
People, | 1 Occs, | 1, | ON ALWAYS, | , | , | , | , | 0, | , | 1 ActvSch;
People, | 1 Occs, | 1, | ON ALWAYS, | , | , | , | , | 0, | , | 1 ActvSch;
People, | 1 Occs, | 1, | ON ALWAYS, | , | , | , | , | 0, | , | 1 ActvSch;
People, | 1 Occs, | 1, | ON ALWAYS, | , | , | , | , | 0, | , | 1 ActvSch;
People, | 1 Occs, | 1, | ON ALWAYS, | , | , | , | , | 0, | , | 1 ActvSch;
People, | 1 Occs, | 1, | ON ALWAYS, | , | , | , | , | 0, | , | 1 ActvSch;
People, | 1 Occs, | 1, | ON ALWAYS, | , | , | , | , | 0, | , | 1 ActvSch;
People, | 1 Occs, | 1, | ON ALWAYS, | , | , | , | , | 0, | , | 1 ActvSch;
People, | 1 Occs, | 1, | ON ALWAYS, | , | , | , | , | 0, | , | 1 ActvSch;
People, | 1 Occs, | 1, | ON ALWAYS, | , | , | , | , | 0, | , | 1 ActvSch;
People, | 1 Occs, | 1, | ON ALWAYS, | , | , | , | , | 0, | , | 1 ActvSch;
People, | 1 Occs, | 1, | ON ALWAYS, | , | , | , | , | 0, | , | 1 ActvSch;
People, | 1 Occs, | 1, | ON ALWAYS, | , | , | , | , | 0, | , | 1 ActvSch;
People, | 1 Occs, | 1, | ON ALWAYS, | , | , | , | , | 0, | , | 1 ActvSch;
People, | 1 Occs, | 1, | ON ALWAYS, | , | , | , | , | 0, | , | 1 ActvSch;
People, | 1 Occs, | 1, | ON ALWAYS, | , | , | , | , | 0, | , | 1 ActvSch;
People, | 1 Occs, | 1, | ON ALWAYS, | , | , | , | , | 0, | , | 1 ActvSch;
People, | 1 Occs, | 1, | ON ALWAYS, | , | , | , | , | 0, | , | 1 ActvSch;
People, | 1 Occs, | 1, | ON ALWAYS, | , | , | , | , | 0, | , | 1 ActvSch;
People, | 1 Occs, | 1, | ON ALWAYS, | , | , | , | , | 0, | , | 1 ActvSch;
People, | 1 Occs, | 1, | ON ALWAYS, | , | , | , | , | 0, | , | 1 ActvSch;
People, | 1 Occs, | 1, | ON ALWAYS, | , | , | , | , | 0, | , | 1 ActvSch;
People, | 1 Occs, | 1, | ON ALWAYS, | , | , | , | , | 0, | , | 1 ActvSch;
People, | 1 Occs, | 1, | ON ALWAYS, | , | , | , | , | 0, | , | 1 ActvSch;
People, | 1 Occs, | 1, | ON ALWAYS, | , | , | , | , | 0, | , | 1 ActvSch;
People, | 1 Occs, | 1, | ON ALWAYS, | , | , | , | , | 0, | , | 1 ActvSch;
People, | 1 Occs, | 1, | ON ALWAYS, | , | , | , | , | 0, | , | 1 ActvSch;
People, | 1 Occs, | 1, | ON ALWAYS, | , | , | , | , | 0, | , | 1 ActvSch;
People, | 1 Occs, | 1, | ON ALWAYS, | , | , | , | , | 0, | , | 1 ActvSch;
People, | 1 Occs, | 1, | ON ALWAYS, | , | , | , | , | 0, | , | 1 ActvSch;
People, | 1 Occs, | 1, | ON ALWAYS, | , | , | , | , | 0, | , | 1 ActvSch;
People, | 1 Occs, | 1, | ON ALWAYS, | , | , | , | , | 0, | , | 1 ActvSch;
People, | 1 Occs, | 1, | ON ALWAYS, | , | , | , | , | 0, | , | 1 ActvSch;
People, | 1 Occs, | 1, | ON ALWAYS, | , | , | , | , | 0, | , | 1 ActvSch;
People, | 1 Occs, | 1, | ON ALWAYS, | , | , | , | , | 0, | , | 1 ActvSch;
People, | 1 Occs, | 1, | ON ALWAYS, | , | , | , | , | 0, | , | 1 ActvSch;
People, | 1 Occs, | 1, | ON ALWAYS, | , | , | , | , | 0, | , | 1 ActvSch;
People, | 1 Occs, | 1, | ON ALWAYS, | , | , | , | , | 0, | , | 1 ActvSch;
People, | 1 Occs, | 1, | ON ALWAYS, | , | , | , | , | 0, | , | 1 ActvSch;
People, | 1 Occs, | 1, | ON ALWAYS, | , | , | , | , | 0, | , | 1 ActvSch;
People, | 1 Occs, | 1, | ON ALWAYS, | , | , | , | , | 0, | , | 1 ActvSch;
People, | 1 Occs, | 1, | ON ALWAYS, | , | , | , | , | 0, | , | 1 ActvSch;
People, | 1 Occs, | 1, | ON ALWAYS, | , | , | , | , | 0, | , | 1 ActvSch;
People, | 1 Occs, | 1, | ON ALWAYS, | , | , | , | , | 0, | , | 1 ActvSch;
People, | 1 Occs, | 1, | ON ALWAYS, | , | , | , | , | 0, | , | 1 ActvSch;
People, | 1 Occs, | 1, | ON ALWAYS, | , | , | , | , | 0, | , | 1 ActvSch;
People, | 1 Occs, | 1, | ON ALWAYS, | , | , | , | , | 0, | , | 1 ActvSch;
People, | 1 Occs, | 1, | ON ALWAYS, | , | , | , | , | 0, | , | 1 ActvSch;
People, | 1 Occs, | 1, | ON ALWAYS, | , | , | , | , | 0, | , | 1 ActvSch;
People, | 1 Occs, | 1, | ON ALWAYS, | , | , | , | , | 0, | , | 1 ActvSch;
People, | 1 Occs, | 1, | ON ALWAYS, | , | , | , | , | 0, | , | 1 ActvSch;
People, | 1 Occs, | 1, | ON ALWAYS, | , | , | , | , | 0, | , | 1 ActvSch;
People, | 1 Occs, | 1, | ON ALWAYS, | , | , | , | , | 0, | , | 1 ActvSch;
People, | 1 Occs, | 1, | ON ALWAYS, | , | , | , | , | 0, | , | 1 ActvSch;
People, | 1 Occs, | 1, | ON ALWAYS, | , | , | , | , | 0, | , | 1 ActvSch;
People, | 1 Occs, | 1, | ON ALWAYS, | , | , | , | , | 0, | , | 1 ActvSch;
People, | 1 Occs, | 1, | ON ALWAYS, | , | , | , | , | 0, | , | 1 ActvSch;
People, | 1 Occs, | 1, | ON ALWAYS, | , | , | , | , | 0, | , | 1 ActvSch;
People, | 1 Occs, | 1, | ON ALWAYS, | , | , | , | , | 0, | , | 1 ActvSch;
People, | 1 Occs, | 1, | ON ALWAYS, | , | , | , | , | 0, | , | 1 ActvSch;
People, | 1 Occs, | 1, | ON ALWAYS, | , | , | , | , | 0, | , | 1 ActvSch;
People, | 1 Occs, | 1, | ON ALWAYS, | , | , | , | , | 0, | , | 1 ActvSch;
People, | 1 Occs, | 1, | ON ALWAYS, | , | , | , | , | 0, | , | 1 ActvSch;
People, | 1 Occs, | 1, | ON ALWAYS, | , | , | , | , | 0, | , | 1 ActvSch;
People, | 1 Occs, | 1, | ON ALWAYS, | , | , | , | , | 0, | , | 1 ActvSch;
People, | 1 Occs, | 1, | ON ALWAYS, | , | , | , | , | 0, | , | 1 ActvSch;
People, | 1 Occs, | 1, | ON ALWAYS, | , | , | , | , | 0, | , | 1 ActvSch;
People, | 1 Occs, | 1, | ON ALWAYS, | , | , | , | , | 0, | , | 1 ActvSch;
People, | 1 Occs, | 1, | ON ALWAYS, | , | , | , | , | 0, | , | 1 ActvSch;
People, | 1 Occs, | 1, | ON ALWAYS, | , | , | , | , | 0, | , | 1 ActvSch;
People, | 1 Occs, | 1, | ON ALWAYS, | , | , | , | , | 0, | , | 1 ActvSch;
People, | 1 Occs, | 1, | ON ALWAYS, | , | , | , | , | 0, | , | 1 ActvSch;
People, | 1 Occs, | 1, | ON ALWAYS, | , | , | , | , | 0, | , | 1 ActvSch;
People, | 1 Occs, | 1, | ON ALWAYS, | , | , | , | , | 0, | , | 1 ActvSch;
People, | 1 Occs, | 1, | ON ALWAYS, | , | , | , | , | 0, | , | 1 ActvSch;
People, | 1 Occs, | 1, | ON ALWAYS, | , | , | , | , | 0, | , | 1 ActvSch;
People, | 1 Occs, | 1, | ON ALWAYS, | , | , | , | , | 0, | , | 1 ActvSch;
People, | 1 Occs, | 1, | ON ALWAYS, | , | , | , | , | 0, | , | 1 ActvSch;
People, | 1 Occs, | 1, | ON ALWAYS, | , | , | , | , | 0, | , | 1 ActvSch;
People, | 1 Occs, | 1, | ON ALWAYS, | , | , | , | , | 0, | , | 1 ActvSch;
People, | 1 Occs, | 1, | ON ALWAYS, | , | , | , | , | 0, | , | 1 ActvSch;
People, | 1 Occs, | 1, | ON ALWAYS, | , | , | , | , | 0, | , | 1 ActvSch;
People, | 1 Occs, | 1, | ON ALWAYS, | , | , | , | , | 0, | , | 1 ActvSch;
People, | 1 Occs, | 1, | ON ALWAYS, | , | , | , | , | 0, | , | 1 ActvSch;
People, | 1 Occs, | 1, | ON ALWAYS, | , | , | , | , | 0, | , | 1 ActvSch;
People, | 1 Occs, | 1, | ON ALWAYS, | , | , | , | , | 0, | , | 1 ActvSch;
People, | 1 Occs, | 1, | ON ALWAYS, | , | , | , | , | 0, | , | 1 ActvSch;
People, | 1 Occs, | 1, | ON ALWAYS, | , | , | , | , | 0, | , | 1 ActvSch;
People, | 1 Occs, | 1, | ON ALWAYS, | , | , | , | , | 0, | , | 1 ActvSch;
People, | 1 Occs, | 1, | ON ALWAYS, | , | , | , | , | 0, | , | 1 ActvSch;
People, | 1 Occs, | 1, | ON ALWAYS, | , | , | , | , | 0, | , | 1 ActvSch;
People, | 1 Occs, | 1, | ON ALWAYS, | , | , | , | , | 0, | , | 1 ActvSch;
People, | 1 Occs, | 1, | ON ALWAYS, | , | , | , | , | 0, | , | 1 ActvSch;
People, | 1 Occs, | 1, | ON ALWAYS, | , | , | , | , | 0, | , | 1 ActvSch;
People, | 1 Occs, | 1, | ON ALWAYS, | , | , | , | , | 0, | , | 1 ActvSch;
People, | 1 Occs, | 1, | ON ALWAYS, | , | , | , | , | 0, | , | 1 ActvSch;
People, | 1 Occs, | 1, | ON ALWAYS, | , | , | , | , | 0, | , | 1 ActvSch;
People, | 1 Occs, | 1, | ON ALWAYS, | , | , | , | , | 0, | , | 1 ActvSch;
People, | 1 Occs, | 1, | ON ALWAYS, | , | , | , | , | 0, | , | 1 ActvSch;
People, | 1 Occs, | 1, | ON ALWAYS, | , | , | , | , | 0, | , | 1 ActvSch;
People, | 1 Occs, | 1, | ON ALWAYS, | , | , | , | , | 0, | , | 1 ActvSch;
People, | 1 Occs, | 1, | ON ALWAYS, | , | , | , | , | 0, | , | 1 ActvSch;
People, | 1 Occs, | 1, | ON ALWAYS, | , | , | , | , | 0, | , | 1 ActvSch;
People, | 1 Occs, | 1, | ON ALWAYS, | , | , | , | , | 0, | , | 1 ActvSch;
People, | 1 Occs, | 1, | ON ALWAYS, | , | , | , | , | 0, | , | 1 ActvSch;
People, | 1 Occs, | 1, | ON ALWAYS, | , | , | , | , | 0, | , | 1 ActvSch;
People, | 1 Occs, | 1, | ON ALWAYS, | , | , | , | , | 0, | , | 1 ActvSch;
People, | 1 Occs, | 1, | ON ALWAYS, | , | , | , | , | 0, | , | 1 ActvSch;
People, | 1 Occs, | 1, | ON ALWAYS, | , | , | , | , | 0, | , | 1 ActvSch;
People, | 1 Occs, | 1, | ON ALWAYS, | , | , | , | , | 0, | , | 1 ActvSch;
People, | 1 Occs, | 1, | ON ALWAYS, | , | , | , | , | 0, | , | 1 ActvSch;
People, | 1 Occs, | 1, | ON ALWAYS, | , | , | , | , | 0, | , | 1 ActvSch;
People, | 1 Occs, | 1, | ON ALWAYS, | , | , | , | , | 0, | , | 1 ActvSch;
People, | 1 Occs, | 1, | ON ALWAYS, | , | , | , | , | 0, | , | 1 ActvSch;
People, | 1 Occs, | 1, | ON ALWAYS, | , | , | , | , | 0, | , | 1 ActvSch;
People, | 1 Occs, | 1, | ON ALWAYS, | , | , | , | , | 0, | , | 1 ActvSch;
People, | 1 Occs, | 1, | ON ALWAYS, | , | , | , | , | 0, | , | 1 ActvSch;
People, | 1 Occs, | 1, | ON ALWAYS, | , | , | , | , | 0, | , | 1 ActvSch;
People, | 1 Occs, | 1, | ON ALWAYS, | , | , | , | , | 0, | , | 1 ActvSch;
People, | 1 Occs, | 1, | ON ALWAYS, | , | , | , | , | 0, | , | 1 ActvSch;
People, | 1 Occs, | 1, | ON ALWAYS, | , | , | , | , | 0, | , | 1 ActvSch;
People, | 1 Occs, | 1, | ON ALWAYS, | , | , | , | , | 0, | , | 1 ActvSch;
People, | 1 Occs, | 1, | ON ALWAYS, | , | , | , | , | 0, | , | 1 ActvSch;
People, | 1 Occs, | 1, | ON ALWAYS, | , | , | , | , | 0, | , | 1 ActvSch;
People, | 1 Occs, | 1, | ON ALWAYS, | , | , | , | , | 0, | , | 1 ActvSch;
People, | 1 Occs, | 1, | ON ALWAYS, | , | , | , | , | 0, | , | 1 ActvSch;
People, | 1 Occs, | 1, | ON ALWAYS, | , | , | , | , | 0, | , | 1 ActvSch;
People, | 1 Occs, | 1, | ON ALWAYS, | , | , | , | , | 0, | , | 1 ActvSch;
People, | 1 Occs, | 1, | ON ALWAYS, | , | , | , | , | 0, | , | 1 ActvSch;
People, | 1 Occs, | 1, | ON ALWAYS, | , | , | , | , | 0, | , | 1 ActvSch;
People, | 1 Occs, | 1, | ON ALWAYS, | , | , | , | , | 0, | , | 1 ActvSch;
People, | 1 Occs, | 1, | ON ALWAYS, | , | , | , | , | 0, | , | 1 ActvSch;
People, | 1 Occs, | 1, | ON ALWAYS, | , | , | , | , | 0, | , | 1 ActvSch;
People, | 1 Occs, | 1, | ON ALWAYS, | , | , | , | , | 0, | , | 1 ActvSch;
People, | 1 Occs, | 1, | ON ALWAYS, | , | , | , | , | 0, | , | 1 ActvSch;
People, | 1 Occs, | 1, | ON ALWAYS, | , | , | , | , | 0, | , | 1 ActvSch;
People, | 1 Occs, | 1, | ON ALWAYS, | , | , | , | , | 0, | , | 1 ActvSch;
People, | 1 Occs, | 1, | ON ALWAYS, | , | , | , | , | 0, | , | 1 ActvSch;
People, | 1 Occs, | 1, | ON ALWAYS, | , | , | , | , | 0, | , | 1 ActvSch;
People, | 1 Occs, | 1, | ON ALWAYS, | , | , | , | , | 0, | , | 1 ActvSch;
People, | 1 Occs, | 1, | ON ALWAYS, | , | , | , | , | 0, | , | 1 ActvSch;
People, | 1 Occs, | 1, | ON ALWAYS, | , | , | , | , | 0, | , | 1 ActvSch;
People, | 1 Occs, | 1, | ON ALWAYS, | , | , | , | , | 0, | , | 1 ActvSch;
People, | 1 Occs, | 1, | ON ALWAYS, | , | , | , | , | 0, | , | 1 ActvSch;
People, | 1 Occs, | 1, | ON ALWAYS, | , | , | , | , | 0, | , | 1 ActvSch;
People, | 1 Occs, | 1, | ON ALWAYS, | , | , | , | , | 0, | , | 1 ActvSch;
People, | 1 Occs, | 1, | ON ALWAYS, | , | , | , | , | 0, | , | 1 ActvSch;
People, | 1 Occs, | 1, | ON ALWAYS, | , | , | , | , | 0, | , | 1 ActvSch;
People, | 1 Occs, | 1, | ON ALWAYS, | , | , | , | , | 0, | , | 1 ActvSch;
People, | 1 Occs, | 1, | ON ALWAYS, | , | , | , | , | 0, | , | 1 ActvSch;
People, | 1 Occs, | 1, | ON ALWAYS, | , | , | , | , | 0, | , | 1 ActvSch;
People, | 1 Occs, | 1, | ON ALWAYS, | , | , | , | , | 0, | , | 1 ActvSch;
People, | 1 Occs, | 1, | ON ALWAYS, | , | , | , | , | 0, | , | 1 ActvSch;
People, | 1 Occs, | 1, | ON ALWAYS, | , | , | , | , | 0, | , | 1 ActvSch;
People, | 1 Occs, | 1, | ON ALWAYS, | , | , | , | , | 0, | , | 1 ActvSch;
People, | 1 Occs, | 1, | ON ALWAYS, | , | , | , | , | 0, | , | 1 ActvSch;
People, | 1 Occs, | 1, | ON ALWAYS, | , | , | , | , | 0, | , | 1 ActvSch;
People, | 1 Occs, | 1, | ON ALWAYS, | , | , | , | , | 0, | , | 1 ActvSch;
People, | 1 Occs, | 1, | ON ALWAYS, | , | , | , | , | 0, | , | 1 ActvSch;
People, | 1 Occs, | 1, | ON ALWAYS, | , | , | , | , | 0, | , | 1 ActvSch;
People, | 1 Occs, | 1, | ON ALWAYS, | , | , | , | , | 0, | , | 1 ActvSch;
People, | 1 Occs, | 1, | ON ALWAYS, | , | , | , | , | 0, | , | 1 ActvSch;
People, | 1 Occs, | 1, | ON ALWAYS, | , | , | , | , | 0, | , | 1 ActvSch;
People, | 1 Occs, | 1, | ON ALWAYS, | , | , | , | , | 0, | , | 1 ActvSch;
People, | 1 Occs, | 1, | ON ALWAYS, | , | , | , | , | 0, | , | 1 ActvSch;
People, | 1 Occs, | 1, | ON ALWAYS, | , | , | , | , | 0, | , | 1 ActvSch;
People, | 1 Occs, | 1, | ON ALWAYS, | , | , | , | , | 0, | , | 1 ActvSch;
People, | 1 Occs, | 1, | ON ALWAYS, | , | , | , | , | 0, | , | 1 ActvSch;
People, | 1 Occs, | 1, | ON ALWAYS, | , | , | , | , | 0, | , | 1 ActvSch;
People, | 1 Occs, | 1, | ON ALWAYS, | , | , | , | , | 0, | , | 1 ActvSch;
People, | 1 Occs, | 1, | ON ALWAYS, | , | , | , | , | 0, | , | 1 ActvSch;
People, | 1 Occs, | 1, | ON ALWAYS, | , | , | , | , | 0, | , | 1 ActvSch;
People, | 1 Occs, | 1, | ON ALWAYS, | , | , | , | , | 0, | , | 1 ActvSch;
People, | 1 Occs, | 1, | ON ALWAYS, | , | , | , | , | 0, | , | 1 ActvSch;
People, | 1 Occs, | 1, | ON ALWAYS, | , | , | , | , | 0, | , | 1 ActvSch;
People, | 1 Occs, | 1, | ON ALWAYS, | , | , | , | , | 0, | , | 1 ActvSch;
People, | 1 Occs, | 1, | ON ALWAYS, | , | , | , | , | 0, | , | 1 ActvSch;
People, | 1 Occs, | 1, | ON ALWAYS, | , | , | , | , | 0, | , | 1 ActvSch;
People, | 1 Occs, | 1, | ON ALWAYS, | , | , | , | , | 0, | , | 1 ActvSch;
People, | 1 Occs, | 1, | ON ALWAYS, | , | , | , | , | 0, | , | 1 ActvSch;
People, | 1 Occs, | 1, | ON ALWAYS, | , | , | , | , | 0, | , | 1 ActvSch;
People, | 1 Occs, | 1, | ON ALWAYS, | , | , | , | , | 0, | , | 1 ActvSch;
People, | 1 Occs, | 1, | ON ALWAYS, | , | , | , | , | 0, | , | 1 ActvSch;
People, | 1 Occs, | 1, | ON ALWAYS, | , | , | , | , | 0, | , | 1 ActvSch;
People, | 1 Occs, | 1, | ON ALWAYS, | , | , | , | , | 0, | , | 1 ActvSch;
People, | 1 Occs, | 1, | ON ALWAYS, | , | , | , | , | 0, | , | 1 ActvSch;
People, | 1 Occs, | 1, | ON ALWAYS, | , | , | , | , | 0, | , | 1 ActvSch;
People, | 1 Occs, | 1, | ON ALWAYS, | , | , | , | , | 0, | , | 1 ActvSch;
People, | 1 Occs, | 1, | ON ALWAYS, | , | , | , | , | 0, | , | 1 ActvSch;
People, | 1 Occs, | 1, | ON ALWAYS, | , | , | , | , | 0, | , | 1 ActvSch;

## CSV-Act
!
!******** Schedules | for Occupant Metabolic | Activity | ********
!
!
!
!
Schedule:Constant, | HHA ZONE , Field 1: Zone # ActvSch, | ;
Schedule:Constant, | 1 ActvSch, | ;
Schedule:Constant, | 2 ActvSch, | ;
Schedule:Constant, | 1 ActvSch, | ;
Schedule:Constant, | 1 ActvSch, | ;
Schedule:Constant, | 1 ActvSch, | ;
Schedule:Constant, | 1 ActvSch, | ;
Schedule:Constant, | 1 ActvSch, | ;
Schedule:Constant, | 1 ActvSch, | ;
Schedule:Constant, | 1 ActvSch, | ;
Schedule:Constant, | 1 ActvSch, | ;
Schedule:Constant, | 1 ActvSch, | ;
Schedule:Constant, | 1 ActvSch, | ;
Schedule:Constant, | 1 ActvSch, | ;
Schedule:Constant, | 1 ActvSch, | ;
Schedule:Constant, | 1 ActvSch, | ;
Schedule:Constant, | 1 ActvSch, | ;
Schedule:Constant, | 1 ActvSch, | ;
Schedule:Constant, | 1 ActvSch, | ;
Schedule:Constant, | 1 ActvSch, | ;
Schedule:Constant, | 1 ActvSch, | ;
Schedule:Constant, | 1 ActvSch, | ;
Schedule:Constant, | 1 ActvSch, | ;
Schedule:Constant, | 1 ActvSch, | ;
Schedule:Constant, | 1 ActvSch, | ;
Schedule:Constant, | 1 ActvSch, | ;
Schedule:Constant, | 1 ActvSch, | ;
Schedule:Constant, | 1 ActvSch, | ;
Schedule:Constant, | 1 ActvSch, | #N/A
Schedule:Constant, | 1 ActvSch, | ;
Schedule:Constant, | 1 ActvSch, | ;
Schedule:Constant, | 1 ActvSch, | ;
Schedule:Constant, | 1 ActvSch, | ;
Schedule:Constant, | 1 ActvSch, | ;
Schedule:Constant, | 1 ActvSch, | ;
Schedule:Constant, | 1 ActvSch, | ;
Schedule:Constant, | 1 ActvSch, | ;
Schedule:Constant, | 1 ActvSch, | ;
Schedule:Constant, | 1 ActvSch, | ;
Schedule:Constant, | 1 ActvSch, | ;
Schedule:Constant, | 1 ActvSch, | ;
Schedule:Constant, | 1 ActvSch, | ;
Schedule:Constant, | 1 ActvSch, | ;
Schedule:Constant, | 1 ActvSch, | ;
Schedule:Constant, | 1 ActvSch, | ;
Schedule:Constant, | 1 ActvSch, | ;
Schedule:Constant, | 1 ActvSch, | ;
Schedule:Constant, | 1 ActvSch, | ;
Schedule:Constant, | 1 ActvSch, | ;
Schedule:Constant, | 1 ActvSch, | ;
Schedule:Constant, | 1 ActvSch, | ;
Schedule:Constant, | 1 ActvSch, | ;
Schedule:Constant, | 1 ActvSch, | ;
Schedule:Constant, | 1 ActvSch, | ;
Schedule:Constant, | 1 ActvSch, | ;
Schedule:Constant, | 1 ActvSch, | ;
Schedule:Constant, | 1 ActvSch, | ;
Schedule:Constant, | 1 ActvSch, | ;
Schedule:Constant, | 1 ActvSch, | ;
Schedule:Constant, | 1 ActvSch, | ;
Schedule:Constant, | 1 ActvSch, | ;
Schedule:Constant, | 1 ActvSch, | ;
Schedule:Constant, | 1 ActvSch, | ;
Schedule:Constant, | 1 ActvSch, | ;
Schedule:Constant, | 1 ActvSch, | ;
Schedule:Constant, | 1 ActvSch, | ;
Schedule:Constant, | 1 ActvSch, | ;
Schedule:Constant, | 1 ActvSch, | ;
Schedule:Constant, | 1 ActvSch, | ;
Schedule:Constant, | 1 ActvSch, | ;
Schedule:Constant, | 1 ActvSch, | ;
Schedule:Constant, | 1 ActvSch, | ;
Schedule:Constant, | 1 ActvSch, | ;
Schedule:Constant, | 1 ActvSch, | ;
Schedule:Constant, | 1 ActvSch, | ;
Schedule:Constant, | 1 ActvSch, | ;
Schedule:Constant, | 1 ActvSch, | ;
Schedule:Constant, | 1 ActvSch, | ;
Schedule:Constant, | 1 ActvSch, | ;
Schedule:Constant, | 1 ActvSch, | ;
Schedule:Constant, | 1 ActvSch, | ;
Schedule:Constant, | 1 ActvSch, | ;
Schedule:Constant, | 1 ActvSch, | ;
Schedule:Constant, | 1 ActvSch, | ;
Schedule:Constant, | 1 ActvSch, | ;
Schedule:Constant, | 1 ActvSch, | ;
Schedule:Constant, | 1 ActvSch, | ;
Schedule:Constant, | 1 ActvSch, | ;
Schedule:Constant, | 1 ActvSch, | ;
Schedule:Constant, | 1 ActvSch, | ;
Schedule:Constant, | 1 ActvSch, | ;
Schedule:Constant, | 1 ActvSch, | ;
Schedule:Constant, | 1 ActvSch, | ;
Schedule:Constant, | 1 ActvSch, | ;
Schedule:Constant, | 1 ActvSch, | ;
Schedule:Constant, | 1 ActvSch, | ;
Schedule:Constant, | 1 ActvSch, | ;
Schedule:Constant, | 1 ActvSch, | ;
Schedule:Constant, | 1 ActvSch, | ;
Schedule:Constant, | 1 ActvSch, | ;
Schedule:Constant, | 1 ActvSch, | ;
Schedule:Constant, | 1 ActvSch, | ;
Schedule:Constant, | 1 ActvSch, | ;
Schedule:Constant, | 1 ActvSch, | ;
Schedule:Constant, | 1 ActvSch, | ;
Schedule:Constant, | 1 ActvSch, | ;
Schedule:Constant, | 1 ActvSch, | ;
Schedule:Constant, | 1 ActvSch, | ;
Schedule:Constant, | 1 ActvSch, | ;
Schedule:Constant, | 1 ActvSch, | ;
Schedule:Constant, | 1 ActvSch, | ;
Schedule:Constant, | 1 ActvSch, | ;
Schedule:Constant, | 1 ActvSch, | ;
Schedule:Constant, | 1 ActvSch, | ;
Schedule:Constant, | 1 ActvSch, | ;
Schedule:Constant, | 1 ActvSch, | ;
Schedule:Constant, | 1 ActvSch, | ;
Schedule:Constant, | 1 ActvSch, | ;
Schedule:Constant, | 1 ActvSch, | ;
Schedule:Constant, | 1 ActvSch, | ;
Schedule:Constant, | 1 ActvSch, | ;
Schedule:Constant, | 1 ActvSch, | ;
Schedule:Constant, | 1 ActvSch, | ;
Schedule:Constant, | 1 ActvSch, | ;
Schedule:Constant, | 1 ActvSch, | ;
Schedule:Constant, | 1 ActvSch, | ;
Schedule:Constant, | 1 ActvSch, | ;
Schedule:Constant, | 1 ActvSch, | ;
Schedule:Constant, | 1 ActvSch, | ;
Schedule:Constant, | 1 ActvSch, | ;
Schedule:Constant, | 1 ActvSch, | ;
Schedule:Constant, | 1 ActvSch, | ;
Schedule:Constant, | 1 ActvSch, | ;
Schedule:Constant, | 1 ActvSch, | ;
Schedule:Constant, | 1 ActvSch, | ;
Schedule:Constant, | 1 ActvSch, | ;
Schedule:Constant, | 1 ActvSch, | ;
Schedule:Constant, | 1 ActvSch, | ;
Schedule:Constant, | 1 ActvSch, | ;
Schedule:Constant, | 1 ActvSch, | ;
Schedule:Constant, | 1 ActvSch, | ;
Schedule:Constant, | 1 ActvSch, | ;
Schedule:Constant, | 1 ActvSch, | ;
Schedule:Constant, | 1 ActvSch, | ;
Schedule:Constant, | 1 ActvSch, | ;
Schedule:Constant, | 1 ActvSch, | ;
Schedule:Constant, | 1 ActvSch, | ;
Schedule:Constant, | 1 ActvSch, | ;
Schedule:Constant, | 1 ActvSch, | ;
Schedule:Constant, | 1 ActvSch, | ;
Schedule:Constant, | 1 ActvSch, | ;
Schedule:Constant, | 1 ActvSch, | ;
Schedule:Constant, | 1 ActvSch, | ;
Schedule:Constant, | 1 ActvSch, | ;
Schedule:Constant, | 1 ActvSch, | ;
Schedule:Constant, | 1 ActvSch, | ;
Schedule:Constant, | 1 ActvSch, | ;
Schedule:Constant, | 1 ActvSch, | ;
Schedule:Constant, | 1 ActvSch, | ;
Schedule:Constant, | 1 ActvSch, | ;
Schedule:Constant, | 1 ActvSch, | ;
Schedule:Constant, | 1 ActvSch, | ;
Schedule:Constant, | 1 ActvSch, | ;
Schedule:Constant, | 1 ActvSch, | ;
Schedule:Constant, | 1 ActvSch, | ;
Schedule:Constant, | 1 ActvSch, | ;
Schedule:Constant, | 1 ActvSch, | ;
Schedule:Constant, | 1 ActvSch, | ;
Schedule:Constant, | 1 ActvSch, | ;
Schedule:Constant, | 1 ActvSch, | ;
Schedule:Constant, | 1 ActvSch, | ;
Schedule:Constant, | 1 ActvSch, | ;
Schedule:Constant, | 1 ActvSch, | ;
Schedule:Constant, | 1 ActvSch, | ;
Schedule:Constant, | 1 ActvSch, | ;
Schedule:Constant, | 1 ActvSch, | ;
Schedule:Constant, | 1 ActvSch, | ;
Schedule:Constant, | 1 ActvSch, | ;
Schedule:Constant, | 1 ActvSch, | ;
Schedule:Constant, | 1 ActvSch, | ;
Schedule:Constant, | 1 ActvSch, | ;
Schedule:Constant, | 1 ActvSch, | ;
Schedule:Constant, | 1 ActvSch, | ;
Schedule:Constant, | 1 ActvSch, | ;
Schedule:Constant, | 1 ActvSch, | ;
Schedule:Constant, | 1 ActvSch, | ;
Schedule:Constant, | 1 ActvSch, | ;
Schedule:Constant, | 1 ActvSch, | ;
Schedule:Constant, | 1 ActvSch, | ;
Schedule:Constant, | 1 ActvSch, | ;
Schedule:Constant, | 1 ActvSch, | ;
Schedule:Constant, | 1 ActvSch, | ;
Schedule:Constant, | 1 ActvSch, | ;
Schedule:Constant, | 1 ActvSch, | ;
Schedule:Constant, | 1 ActvSch, | ;
Schedule:Constant, | 1 ActvSch, | ;
Schedule:Constant, | 1 ActvSch, | ;
Schedule:Constant, | 1 ActvSch, | ;
Schedule:Constant, | 1 ActvSch, | ;
Schedule:Constant, | 1 ActvSch, | ;

## CSV-Infil-1
!
!********************************* | *********************** ************************************************************************ | INFILTRATION | FOR COOLING | *************************** | ************ | ****** | *********** | *********** | *********** | *********** | ********* | ********
! For load calcs only
! | [6 empty] | Flow/
! Object | Object Name | Zone Name | Schedule | Calc Type | Flow/Zone | NA | ext m2 | NA | A | B | C | D
!
! NO ZoneInfiltration:DesignFlowRate, | HHA ZONE , Field 1: Zone # Infil-Clng, | HHA ZONE , Field 1: Zone #, | ON ALWAYS, | Flow/Zone, | 0.0000000, | , | , | , | 1, | 0, | 0, | 0; | ! No cooling infil. for this zone
ZoneInfiltration:DesignFlowRate, | 1 Infil-Clng, | 1, | ON ALWAYS, | Flow/Zone, | , | , | , | , | 1, | 0, | 0, | 0;
ZoneInfiltration:DesignFlowRate, | 2 Infil-Clng, | 2, | ON ALWAYS, | Flow/Zone, | , | , | , | , | 1, | 0, | 0, | 0;
ZoneInfiltration:DesignFlowRate, | 1 Infil-Clng, | 1, | ON ALWAYS, | Flow/Zone, | , | , | , | , | 1, | 0, | 0, | 0;
ZoneInfiltration:DesignFlowRate, | 1 Infil-Clng, | 1, | ON ALWAYS, | Flow/Zone, | , | , | , | , | 1, | 0, | 0, | 0;
ZoneInfiltration:DesignFlowRate, | 1 Infil-Clng, | 1, | ON ALWAYS, | Flow/Zone, | , | , | , | , | 1, | 0, | 0, | 0;
ZoneInfiltration:DesignFlowRate, | 1 Infil-Clng, | 1, | ON ALWAYS, | Flow/ExteriorArea, | , | , | , | , | 1, | 0, | 0, | 0;
ZoneInfiltration:DesignFlowRate, | 1 Infil-Clng, | 1, | ON ALWAYS, | Flow/Zone, | , | , | , | , | 1, | 0, | 0, | 0;
ZoneInfiltration:DesignFlowRate, | 1 Infil-Clng, | 1, | ON ALWAYS, | Flow/Zone, | , | , | , | , | 1, | 0, | 0, | 0;
ZoneInfiltration:DesignFlowRate, | 1 Infil-Clng, | 1, | ON ALWAYS, | Flow/Zone, | , | , | , | , | 1, | 0, | 0, | 0;
ZoneInfiltration:DesignFlowRate, | 1 Infil-Clng, | 1, | ON ALWAYS, | Flow/ExteriorArea, | , | , | , | , | 1, | 0, | 0, | 0;
ZoneInfiltration:DesignFlowRate, | 1 Infil-Clng, | 1, | ON ALWAYS, | Flow/Zone, | , | , | , | , | 1, | 0, | 0, | 0;
ZoneInfiltration:DesignFlowRate, | 1 Infil-Clng, | 1, | ON ALWAYS, | Flow/Zone, | , | , | , | , | 1, | 0, | 0, | 0;
ZoneInfiltration:DesignFlowRate, | 1 Infil-Clng, | 1, | ON ALWAYS, | Flow/Zone, | , | , | , | , | 1, | 0, | 0, | 0;
ZoneInfiltration:DesignFlowRate, | 1 Infil-Clng, | 1, | ON ALWAYS, | Flow/Zone, | , | , | , | , | 1, | 0, | 0, | 0;
ZoneInfiltration:DesignFlowRate, | 1 Infil-Clng, | 1, | ON ALWAYS, | Flow/ExteriorArea, | , | , | , | , | 1, | 0, | 0, | 0;
ZoneInfiltration:DesignFlowRate, | 1 Infil-Clng, | 1, | ON ALWAYS, | Flow/ExteriorArea, | , | , | , | , | 1, | 0, | 0, | 0;
ZoneInfiltration:DesignFlowRate, | 1 Infil-Clng, | 1, | ON ALWAYS, | Flow/Zone, | , | , | , | , | 1, | 0, | 0, | 0;
ZoneInfiltration:DesignFlowRate, | 1 Infil-Clng, | 1, | ON ALWAYS, | Flow/Zone, | , | , | , | , | 1, | 0, | 0, | 0;
ZoneInfiltration:DesignFlowRate, | 1 Infil-Clng, | 1, | ON ALWAYS, | Flow/ExteriorArea, | , | , | , | , | 1, | 0, | 0, | 0;
ZoneInfiltration:DesignFlowRate, | 1 Infil-Clng, | 1, | ON ALWAYS, | Flow/ExteriorArea, | , | , | , | , | 1, | 0, | 0, | 0;
ZoneInfiltration:DesignFlowRate, | 1 Infil-Clng, | 1, | ON ALWAYS, | Flow/ExteriorArea, | , | , | , | , | 1, | 0, | 0, | 0;
ZoneInfiltration:DesignFlowRate, | 1 Infil-Clng, | 1, | ON ALWAYS, | Flow/Zone, | , | , | , | , | 1, | 0, | 0, | 0;
ZoneInfiltration:DesignFlowRate, | 1 Infil-Clng, | 1, | ON ALWAYS, | Flow/Zone, | , | , | , | , | 1, | 0, | 0, | 0;
ZoneInfiltration:DesignFlowRate, | 1 Infil-Clng, | 1, | ON ALWAYS, | Flow/Zone, | , | , | , | , | 1, | 0, | 0, | 0;
ZoneInfiltration:DesignFlowRate, | 1 Infil-Clng, | 1, | ON ALWAYS, | Flow/Zone, | , | , | , | , | 1, | 0, | 0, | 0;
ZoneInfiltration:DesignFlowRate, | 1 Infil-Clng, | 1, | ON ALWAYS, | Flow/Zone, | , | , | , | , | 1, | 0, | 0, | 0;
ZoneInfiltration:DesignFlowRate, | 1 Infil-Clng, | 1, | ON ALWAYS, | Flow/Zone, | , | , | , | , | 1, | 0, | 0, | 0;
ZoneInfiltration:DesignFlowRate, | 1 Infil-Clng, | 1, | ON ALWAYS, | #N/A | #N/A | , | #N/A | , | 1, | 0, | 0, | 0;
ZoneInfiltration:DesignFlowRate, | 1 Infil-Clng, | 1, | ON ALWAYS, | Flow/Zone, | , | , | , | , | 1, | 0, | 0, | 0;
ZoneInfiltration:DesignFlowRate, | 1 Infil-Clng, | 1, | ON ALWAYS, | Flow/Zone, | , | , | , | , | 1, | 0, | 0, | 0;
ZoneInfiltration:DesignFlowRate, | 1 Infil-Clng, | 1, | ON ALWAYS, | Flow/Zone, | , | , | , | , | 1, | 0, | 0, | 0;
ZoneInfiltration:DesignFlowRate, | 1 Infil-Clng, | 1, | ON ALWAYS, | Flow/Zone, | , | , | , | , | 1, | 0, | 0, | 0;
ZoneInfiltration:DesignFlowRate, | 1 Infil-Clng, | 1, | ON ALWAYS, | Flow/Zone, | , | , | , | , | 1, | 0, | 0, | 0;
ZoneInfiltration:DesignFlowRate, | 1 Infil-Clng, | 1, | ON ALWAYS, | Flow/ExteriorArea, | , | , | , | , | 1, | 0, | 0, | 0;
ZoneInfiltration:DesignFlowRate, | 1 Infil-Clng, | 1, | ON ALWAYS, | Flow/Zone, | , | , | , | , | 1, | 0, | 0, | 0;
ZoneInfiltration:DesignFlowRate, | 1 Infil-Clng, | 1, | ON ALWAYS, | Flow/Zone, | , | , | , | , | 1, | 0, | 0, | 0;
ZoneInfiltration:DesignFlowRate, | 1 Infil-Clng, | 1, | ON ALWAYS, | Flow/Zone, | , | , | , | , | 1, | 0, | 0, | 0;
ZoneInfiltration:DesignFlowRate, | 1 Infil-Clng, | 1, | ON ALWAYS, | Flow/Zone, | , | , | , | , | 1, | 0, | 0, | 0;
ZoneInfiltration:DesignFlowRate, | 1 Infil-Clng, | 1, | ON ALWAYS, | Flow/Zone, | , | , | , | , | 1, | 0, | 0, | 0;
ZoneInfiltration:DesignFlowRate, | 1 Infil-Clng, | 1, | ON ALWAYS, | Flow/Zone, | , | , | , | , | 1, | 0, | 0, | 0;
ZoneInfiltration:DesignFlowRate, | 1 Infil-Clng, | 1, | ON ALWAYS, | Flow/Zone, | , | , | , | , | 1, | 0, | 0, | 0;
ZoneInfiltration:DesignFlowRate, | 1 Infil-Clng, | 1, | ON ALWAYS, | Flow/Zone, | , | , | , | , | 1, | 0, | 0, | 0;
ZoneInfiltration:DesignFlowRate, | 1 Infil-Clng, | 1, | ON ALWAYS, | Flow/Zone, | , | , | , | , | 1, | 0, | 0, | 0;
ZoneInfiltration:DesignFlowRate, | 1 Infil-Clng, | 1, | ON ALWAYS, | Flow/Zone, | , | , | , | , | 1, | 0, | 0, | 0;
ZoneInfiltration:DesignFlowRate, | 1 Infil-Clng, | 1, | ON ALWAYS, | Flow/Zone, | , | , | , | , | 1, | 0, | 0, | 0;
ZoneInfiltration:DesignFlowRate, | 1 Infil-Clng, | 1, | ON ALWAYS, | Flow/Zone, | , | , | , | , | 1, | 0, | 0, | 0;
ZoneInfiltration:DesignFlowRate, | 1 Infil-Clng, | 1, | ON ALWAYS, | Flow/Zone, | , | , | , | , | 1, | 0, | 0, | 0;
ZoneInfiltration:DesignFlowRate, | 1 Infil-Clng, | 1, | ON ALWAYS, | Flow/Zone, | , | , | , | , | 1, | 0, | 0, | 0;
ZoneInfiltration:DesignFlowRate, | 1 Infil-Clng, | 1, | ON ALWAYS, | Flow/Zone, | , | , | , | , | 1, | 0, | 0, | 0;
ZoneInfiltration:DesignFlowRate, | 1 Infil-Clng, | 1, | ON ALWAYS, | Flow/Zone, | , | , | , | , | 1, | 0, | 0, | 0;
ZoneInfiltration:DesignFlowRate, | 1 Infil-Clng, | 1, | ON ALWAYS, | Flow/Zone, | , | , | , | , | 1, | 0, | 0, | 0;
ZoneInfiltration:DesignFlowRate, | 1 Infil-Clng, | 1, | ON ALWAYS, | Flow/Zone, | , | , | , | , | 1, | 0, | 0, | 0;
ZoneInfiltration:DesignFlowRate, | 1 Infil-Clng, | 1, | ON ALWAYS, | Flow/Zone, | , | , | , | , | 1, | 0, | 0, | 0;
ZoneInfiltration:DesignFlowRate, | 1 Infil-Clng, | 1, | ON ALWAYS, | Flow/Zone, | , | , | , | , | 1, | 0, | 0, | 0;
ZoneInfiltration:DesignFlowRate, | 1 Infil-Clng, | 1, | ON ALWAYS, | Flow/Zone, | , | , | , | , | 1, | 0, | 0, | 0;
ZoneInfiltration:DesignFlowRate, | 1 Infil-Clng, | 1, | ON ALWAYS, | Flow/Zone, | , | , | , | , | 1, | 0, | 0, | 0;
ZoneInfiltration:DesignFlowRate, | 1 Infil-Clng, | 1, | ON ALWAYS, | Flow/Zone, | , | , | , | , | 1, | 0, | 0, | 0;
ZoneInfiltration:DesignFlowRate, | 1 Infil-Clng, | 1, | ON ALWAYS, | Flow/Zone, | , | , | , | , | 1, | 0, | 0, | 0;
ZoneInfiltration:DesignFlowRate, | 1 Infil-Clng, | 1, | ON ALWAYS, | Flow/Zone, | , | , | , | , | 1, | 0, | 0, | 0;
ZoneInfiltration:DesignFlowRate, | 1 Infil-Clng, | 1, | ON ALWAYS, | Flow/Zone, | , | , | , | , | 1, | 0, | 0, | 0;
ZoneInfiltration:DesignFlowRate, | 1 Infil-Clng, | 1, | ON ALWAYS, | Flow/Zone, | , | , | , | , | 1, | 0, | 0, | 0;
ZoneInfiltration:DesignFlowRate, | 1 Infil-Clng, | 1, | ON ALWAYS, | Flow/Zone, | , | , | , | , | 1, | 0, | 0, | 0;
ZoneInfiltration:DesignFlowRate, | 1 Infil-Clng, | 1, | ON ALWAYS, | Flow/Zone, | , | , | , | , | 1, | 0, | 0, | 0;
ZoneInfiltration:DesignFlowRate, | 1 Infil-Clng, | 1, | ON ALWAYS, | Flow/Zone, | , | , | , | , | 1, | 0, | 0, | 0;
ZoneInfiltration:DesignFlowRate, | 1 Infil-Clng, | 1, | ON ALWAYS, | Flow/Zone, | , | , | , | , | 1, | 0, | 0, | 0;
ZoneInfiltration:DesignFlowRate, | 1 Infil-Clng, | 1, | ON ALWAYS, | Flow/Zone, | , | , | , | , | 1, | 0, | 0, | 0;
ZoneInfiltration:DesignFlowRate, | 1 Infil-Clng, | 1, | ON ALWAYS, | Flow/Zone, | , | , | , | , | 1, | 0, | 0, | 0;
ZoneInfiltration:DesignFlowRate, | 1 Infil-Clng, | 1, | ON ALWAYS, | Flow/Zone, | , | , | , | , | 1, | 0, | 0, | 0;
ZoneInfiltration:DesignFlowRate, | 1 Infil-Clng, | 1, | ON ALWAYS, | Flow/Zone, | , | , | , | , | 1, | 0, | 0, | 0;
ZoneInfiltration:DesignFlowRate, | 1 Infil-Clng, | 1, | ON ALWAYS, | Flow/Zone, | , | , | , | , | 1, | 0, | 0, | 0;
ZoneInfiltration:DesignFlowRate, | 1 Infil-Clng, | 1, | ON ALWAYS, | Flow/Zone, | , | , | , | , | 1, | 0, | 0, | 0;
ZoneInfiltration:DesignFlowRate, | 1 Infil-Clng, | 1, | ON ALWAYS, | Flow/Zone, | , | , | , | , | 1, | 0, | 0, | 0;
ZoneInfiltration:DesignFlowRate, | 1 Infil-Clng, | 1, | ON ALWAYS, | Flow/Zone, | , | , | , | , | 1, | 0, | 0, | 0;
ZoneInfiltration:DesignFlowRate, | 1 Infil-Clng, | 1, | ON ALWAYS, | Flow/Zone, | , | , | , | , | 1, | 0, | 0, | 0;
ZoneInfiltration:DesignFlowRate, | 1 Infil-Clng, | 1, | ON ALWAYS, | Flow/Zone, | , | , | , | , | 1, | 0, | 0, | 0;
ZoneInfiltration:DesignFlowRate, | 1 Infil-Clng, | 1, | ON ALWAYS, | Flow/Zone, | , | , | , | , | 1, | 0, | 0, | 0;
ZoneInfiltration:DesignFlowRate, | 1 Infil-Clng, | 1, | ON ALWAYS, | Flow/Zone, | , | , | , | , | 1, | 0, | 0, | 0;
ZoneInfiltration:DesignFlowRate, | 1 Infil-Clng, | 1, | ON ALWAYS, | Flow/Zone, | , | , | , | , | 1, | 0, | 0, | 0;
ZoneInfiltration:DesignFlowRate, | 1 Infil-Clng, | 1, | ON ALWAYS, | Flow/Zone, | , | , | , | , | 1, | 0, | 0, | 0;
ZoneInfiltration:DesignFlowRate, | 1 Infil-Clng, | 1, | ON ALWAYS, | Flow/Zone, | , | , | , | , | 1, | 0, | 0, | 0;
ZoneInfiltration:DesignFlowRate, | 1 Infil-Clng, | 1, | ON ALWAYS, | Flow/Zone, | , | , | , | , | 1, | 0, | 0, | 0;
ZoneInfiltration:DesignFlowRate, | 1 Infil-Clng, | 1, | ON ALWAYS, | Flow/Zone, | , | , | , | , | 1, | 0, | 0, | 0;
ZoneInfiltration:DesignFlowRate, | 1 Infil-Clng, | 1, | ON ALWAYS, | Flow/Zone, | , | , | , | , | 1, | 0, | 0, | 0;
ZoneInfiltration:DesignFlowRate, | 1 Infil-Clng, | 1, | ON ALWAYS, | Flow/Zone, | , | , | , | , | 1, | 0, | 0, | 0;
ZoneInfiltration:DesignFlowRate, | 1 Infil-Clng, | 1, | ON ALWAYS, | Flow/Zone, | , | , | , | , | 1, | 0, | 0, | 0;
ZoneInfiltration:DesignFlowRate, | 1 Infil-Clng, | 1, | ON ALWAYS, | Flow/Zone, | , | , | , | , | 1, | 0, | 0, | 0;
ZoneInfiltration:DesignFlowRate, | 1 Infil-Clng, | 1, | ON ALWAYS, | Flow/Zone, | , | , | , | , | 1, | 0, | 0, | 0;
ZoneInfiltration:DesignFlowRate, | 1 Infil-Clng, | 1, | ON ALWAYS, | Flow/Zone, | , | , | , | , | 1, | 0, | 0, | 0;
ZoneInfiltration:DesignFlowRate, | 1 Infil-Clng, | 1, | ON ALWAYS, | Flow/Zone, | , | , | , | , | 1, | 0, | 0, | 0;
ZoneInfiltration:DesignFlowRate, | 1 Infil-Clng, | 1, | ON ALWAYS, | Flow/Zone, | , | , | , | , | 1, | 0, | 0, | 0;
ZoneInfiltration:DesignFlowRate, | 1 Infil-Clng, | 1, | ON ALWAYS, | Flow/Zone, | , | , | , | , | 1, | 0, | 0, | 0;
ZoneInfiltration:DesignFlowRate, | 1 Infil-Clng, | 1, | ON ALWAYS, | Flow/Zone, | , | , | , | , | 1, | 0, | 0, | 0;
ZoneInfiltration:DesignFlowRate, | 1 Infil-Clng, | 1, | ON ALWAYS, | Flow/Zone, | , | , | , | , | 1, | 0, | 0, | 0;
ZoneInfiltration:DesignFlowRate, | 1 Infil-Clng, | 1, | ON ALWAYS, | Flow/Zone, | , | , | , | , | 1, | 0, | 0, | 0;
ZoneInfiltration:DesignFlowRate, | 1 Infil-Clng, | 1, | ON ALWAYS, | Flow/Zone, | , | , | , | , | 1, | 0, | 0, | 0;
ZoneInfiltration:DesignFlowRate, | 1 Infil-Clng, | 1, | ON ALWAYS, | Flow/Zone, | , | , | , | , | 1, | 0, | 0, | 0;
ZoneInfiltration:DesignFlowRate, | 1 Infil-Clng, | 1, | ON ALWAYS, | Flow/Zone, | , | , | , | , | 1, | 0, | 0, | 0;
ZoneInfiltration:DesignFlowRate, | 1 Infil-Clng, | 1, | ON ALWAYS, | Flow/Zone, | , | , | , | , | 1, | 0, | 0, | 0;
ZoneInfiltration:DesignFlowRate, | 1 Infil-Clng, | 1, | ON ALWAYS, | Flow/Zone, | , | , | , | , | 1, | 0, | 0, | 0;
ZoneInfiltration:DesignFlowRate, | 1 Infil-Clng, | 1, | ON ALWAYS, | Flow/Zone, | , | , | , | , | 1, | 0, | 0, | 0;
ZoneInfiltration:DesignFlowRate, | 1 Infil-Clng, | 1, | ON ALWAYS, | Flow/Zone, | , | , | , | , | 1, | 0, | 0, | 0;
ZoneInfiltration:DesignFlowRate, | 1 Infil-Clng, | 1, | ON ALWAYS, | Flow/Zone, | , | , | , | , | 1, | 0, | 0, | 0;
ZoneInfiltration:DesignFlowRate, | 1 Infil-Clng, | 1, | ON ALWAYS, | Flow/Zone, | , | , | , | , | 1, | 0, | 0, | 0;
ZoneInfiltration:DesignFlowRate, | 1 Infil-Clng, | 1, | ON ALWAYS, | Flow/Zone, | , | , | , | , | 1, | 0, | 0, | 0;
ZoneInfiltration:DesignFlowRate, | 1 Infil-Clng, | 1, | ON ALWAYS, | Flow/Zone, | , | , | , | , | 1, | 0, | 0, | 0;
ZoneInfiltration:DesignFlowRate, | 1 Infil-Clng, | 1, | ON ALWAYS, | Flow/Zone, | , | , | , | , | 1, | 0, | 0, | 0;
ZoneInfiltration:DesignFlowRate, | 1 Infil-Clng, | 1, | ON ALWAYS, | Flow/Zone, | , | , | , | , | 1, | 0, | 0, | 0;
ZoneInfiltration:DesignFlowRate, | 1 Infil-Clng, | 1, | ON ALWAYS, | Flow/Zone, | , | , | , | , | 1, | 0, | 0, | 0;
ZoneInfiltration:DesignFlowRate, | 1 Infil-Clng, | 1, | ON ALWAYS, | Flow/Zone, | , | , | , | , | 1, | 0, | 0, | 0;
ZoneInfiltration:DesignFlowRate, | 1 Infil-Clng, | 1, | ON ALWAYS, | Flow/Zone, | , | , | , | , | 1, | 0, | 0, | 0;
ZoneInfiltration:DesignFlowRate, | 1 Infil-Clng, | 1, | ON ALWAYS, | Flow/Zone, | , | , | , | , | 1, | 0, | 0, | 0;
ZoneInfiltration:DesignFlowRate, | 1 Infil-Clng, | 1, | ON ALWAYS, | Flow/Zone, | , | , | , | , | 1, | 0, | 0, | 0;
ZoneInfiltration:DesignFlowRate, | 1 Infil-Clng, | 1, | ON ALWAYS, | Flow/Zone, | , | , | , | , | 1, | 0, | 0, | 0;
ZoneInfiltration:DesignFlowRate, | 1 Infil-Clng, | 1, | ON ALWAYS, | Flow/Zone, | , | , | , | , | 1, | 0, | 0, | 0;
ZoneInfiltration:DesignFlowRate, | 1 Infil-Clng, | 1, | ON ALWAYS, | Flow/Zone, | , | , | , | , | 1, | 0, | 0, | 0;
ZoneInfiltration:DesignFlowRate, | 1 Infil-Clng, | 1, | ON ALWAYS, | Flow/Zone, | , | , | , | , | 1, | 0, | 0, | 0;
ZoneInfiltration:DesignFlowRate, | 1 Infil-Clng, | 1, | ON ALWAYS, | Flow/Zone, | , | , | , | , | 1, | 0, | 0, | 0;
ZoneInfiltration:DesignFlowRate, | 1 Infil-Clng, | 1, | ON ALWAYS, | Flow/Zone, | , | , | , | , | 1, | 0, | 0, | 0;
ZoneInfiltration:DesignFlowRate, | 1 Infil-Clng, | 1, | ON ALWAYS, | Flow/Zone, | , | , | , | , | 1, | 0, | 0, | 0;
ZoneInfiltration:DesignFlowRate, | 1 Infil-Clng, | 1, | ON ALWAYS, | Flow/Zone, | , | , | , | , | 1, | 0, | 0, | 0;
ZoneInfiltration:DesignFlowRate, | 1 Infil-Clng, | 1, | ON ALWAYS, | Flow/Zone, | , | , | , | , | 1, | 0, | 0, | 0;
ZoneInfiltration:DesignFlowRate, | 1 Infil-Clng, | 1, | ON ALWAYS, | Flow/Zone, | , | , | , | , | 1, | 0, | 0, | 0;
ZoneInfiltration:DesignFlowRate, | 1 Infil-Clng, | 1, | ON ALWAYS, | Flow/Zone, | , | , | , | , | 1, | 0, | 0, | 0;
ZoneInfiltration:DesignFlowRate, | 1 Infil-Clng, | 1, | ON ALWAYS, | Flow/Zone, | , | , | , | , | 1, | 0, | 0, | 0;
ZoneInfiltration:DesignFlowRate, | 1 Infil-Clng, | 1, | ON ALWAYS, | Flow/Zone, | , | , | , | , | 1, | 0, | 0, | 0;
ZoneInfiltration:DesignFlowRate, | 1 Infil-Clng, | 1, | ON ALWAYS, | Flow/Zone, | , | , | , | , | 1, | 0, | 0, | 0;
ZoneInfiltration:DesignFlowRate, | 1 Infil-Clng, | 1, | ON ALWAYS, | Flow/Zone, | , | , | , | , | 1, | 0, | 0, | 0;
ZoneInfiltration:DesignFlowRate, | 1 Infil-Clng, | 1, | ON ALWAYS, | Flow/Zone, | , | , | , | , | 1, | 0, | 0, | 0;
ZoneInfiltration:DesignFlowRate, | 1 Infil-Clng, | 1, | ON ALWAYS, | Flow/Zone, | , | , | , | , | 1, | 0, | 0, | 0;
ZoneInfiltration:DesignFlowRate, | 1 Infil-Clng, | 1, | ON ALWAYS, | Flow/Zone, | , | , | , | , | 1, | 0, | 0, | 0;
ZoneInfiltration:DesignFlowRate, | 1 Infil-Clng, | 1, | ON ALWAYS, | Flow/Zone, | , | , | , | , | 1, | 0, | 0, | 0;
ZoneInfiltration:DesignFlowRate, | 1 Infil-Clng, | 1, | ON ALWAYS, | Flow/Zone, | , | , | , | , | 1, | 0, | 0, | 0;
ZoneInfiltration:DesignFlowRate, | 1 Infil-Clng, | 1, | ON ALWAYS, | Flow/Zone, | , | , | , | , | 1, | 0, | 0, | 0;
ZoneInfiltration:DesignFlowRate, | 1 Infil-Clng, | 1, | ON ALWAYS, | Flow/Zone, | , | , | , | , | 1, | 0, | 0, | 0;
ZoneInfiltration:DesignFlowRate, | 1 Infil-Clng, | 1, | ON ALWAYS, | Flow/Zone, | , | , | , | , | 1, | 0, | 0, | 0;
ZoneInfiltration:DesignFlowRate, | 1 Infil-Clng, | 1, | ON ALWAYS, | Flow/Zone, | , | , | , | , | 1, | 0, | 0, | 0;
ZoneInfiltration:DesignFlowRate, | 1 Infil-Clng, | 1, | ON ALWAYS, | Flow/Zone, | , | , | , | , | 1, | 0, | 0, | 0;
ZoneInfiltration:DesignFlowRate, | 1 Infil-Clng, | 1, | ON ALWAYS, | Flow/Zone, | , | , | , | , | 1, | 0, | 0, | 0;
ZoneInfiltration:DesignFlowRate, | 1 Infil-Clng, | 1, | ON ALWAYS, | Flow/Zone, | , | , | , | , | 1, | 0, | 0, | 0;
ZoneInfiltration:DesignFlowRate, | 1 Infil-Clng, | 1, | ON ALWAYS, | Flow/Zone, | , | , | , | , | 1, | 0, | 0, | 0;
ZoneInfiltration:DesignFlowRate, | 1 Infil-Clng, | 1, | ON ALWAYS, | Flow/Zone, | , | , | , | , | 1, | 0, | 0, | 0;
ZoneInfiltration:DesignFlowRate, | 1 Infil-Clng, | 1, | ON ALWAYS, | Flow/Zone, | , | , | , | , | 1, | 0, | 0, | 0;
ZoneInfiltration:DesignFlowRate, | 1 Infil-Clng, | 1, | ON ALWAYS, | Flow/Zone, | , | , | , | , | 1, | 0, | 0, | 0;
ZoneInfiltration:DesignFlowRate, | 1 Infil-Clng, | 1, | ON ALWAYS, | Flow/Zone, | , | , | , | , | 1, | 0, | 0, | 0;
ZoneInfiltration:DesignFlowRate, | 1 Infil-Clng, | 1, | ON ALWAYS, | Flow/Zone, | , | , | , | , | 1, | 0, | 0, | 0;
ZoneInfiltration:DesignFlowRate, | 1 Infil-Clng, | 1, | ON ALWAYS, | Flow/Zone, | , | , | , | , | 1, | 0, | 0, | 0;
ZoneInfiltration:DesignFlowRate, | 1 Infil-Clng, | 1, | ON ALWAYS, | Flow/Zone, | , | , | , | , | 1, | 0, | 0, | 0;
ZoneInfiltration:DesignFlowRate, | 1 Infil-Clng, | 1, | ON ALWAYS, | Flow/Zone, | , | , | , | , | 1, | 0, | 0, | 0;
ZoneInfiltration:DesignFlowRate, | 1 Infil-Clng, | 1, | ON ALWAYS, | Flow/Zone, | , | , | , | , | 1, | 0, | 0, | 0;
ZoneInfiltration:DesignFlowRate, | 1 Infil-Clng, | 1, | ON ALWAYS, | Flow/Zone, | , | , | , | , | 1, | 0, | 0, | 0;
ZoneInfiltration:DesignFlowRate, | 1 Infil-Clng, | 1, | ON ALWAYS, | Flow/Zone, | , | , | , | , | 1, | 0, | 0, | 0;
ZoneInfiltration:DesignFlowRate, | 1 Infil-Clng, | 1, | ON ALWAYS, | Flow/Zone, | , | , | , | , | 1, | 0, | 0, | 0;
ZoneInfiltration:DesignFlowRate, | 1 Infil-Clng, | 1, | ON ALWAYS, | Flow/Zone, | , | , | , | , | 1, | 0, | 0, | 0;
ZoneInfiltration:DesignFlowRate, | 1 Infil-Clng, | 1, | ON ALWAYS, | Flow/Zone, | , | , | , | , | 1, | 0, | 0, | 0;
ZoneInfiltration:DesignFlowRate, | 1 Infil-Clng, | 1, | ON ALWAYS, | Flow/Zone, | , | , | , | , | 1, | 0, | 0, | 0;
ZoneInfiltration:DesignFlowRate, | 1 Infil-Clng, | 1, | ON ALWAYS, | Flow/Zone, | , | , | , | , | 1, | 0, | 0, | 0;
ZoneInfiltration:DesignFlowRate, | 1 Infil-Clng, | 1, | ON ALWAYS, | Flow/Zone, | , | , | , | , | 1, | 0, | 0, | 0;
ZoneInfiltration:DesignFlowRate, | 1 Infil-Clng, | 1, | ON ALWAYS, | Flow/Zone, | , | , | , | , | 1, | 0, | 0, | 0;
ZoneInfiltration:DesignFlowRate, | 1 Infil-Clng, | 1, | ON ALWAYS, | Flow/Zone, | , | , | , | , | 1, | 0, | 0, | 0;
ZoneInfiltration:DesignFlowRate, | 1 Infil-Clng, | 1, | ON ALWAYS, | Flow/Zone, | , | , | , | , | 1, | 0, | 0, | 0;
ZoneInfiltration:DesignFlowRate, | 1 Infil-Clng, | 1, | ON ALWAYS, | Flow/Zone, | , | , | , | , | 1, | 0, | 0, | 0;
ZoneInfiltration:DesignFlowRate, | 1 Infil-Clng, | 1, | ON ALWAYS, | Flow/Zone, | , | , | , | , | 1, | 0, | 0, | 0;
ZoneInfiltration:DesignFlowRate, | 1 Infil-Clng, | 1, | ON ALWAYS, | Flow/Zone, | , | , | , | , | 1, | 0, | 0, | 0;
ZoneInfiltration:DesignFlowRate, | 1 Infil-Clng, | 1, | ON ALWAYS, | Flow/Zone, | , | , | , | , | 1, | 0, | 0, | 0;
ZoneInfiltration:DesignFlowRate, | 1 Infil-Clng, | 1, | ON ALWAYS, | Flow/Zone, | , | , | , | , | 1, | 0, | 0, | 0;
ZoneInfiltration:DesignFlowRate, | 1 Infil-Clng, | 1, | ON ALWAYS, | Flow/Zone, | , | , | , | , | 1, | 0, | 0, | 0;
ZoneInfiltration:DesignFlowRate, | 1 Infil-Clng, | 1, | ON ALWAYS, | Flow/Zone, | , | , | , | , | 1, | 0, | 0, | 0;
ZoneInfiltration:DesignFlowRate, | 1 Infil-Clng, | 1, | ON ALWAYS, | Flow/Zone, | , | , | , | , | 1, | 0, | 0, | 0;
ZoneInfiltration:DesignFlowRate, | 1 Infil-Clng, | 1, | ON ALWAYS, | Flow/Zone, | , | , | , | , | 1, | 0, | 0, | 0;
ZoneInfiltration:DesignFlowRate, | 1 Infil-Clng, | 1, | ON ALWAYS, | Flow/Zone, | , | , | , | , | 1, | 0, | 0, | 0;
ZoneInfiltration:DesignFlowRate, | 1 Infil-Clng, | 1, | ON ALWAYS, | Flow/Zone, | , | , | , | , | 1, | 0, | 0, | 0;
ZoneInfiltration:DesignFlowRate, | 1 Infil-Clng, | 1, | ON ALWAYS, | Flow/Zone, | , | , | , | , | 1, | 0, | 0, | 0;
ZoneInfiltration:DesignFlowRate, | 1 Infil-Clng, | 1, | ON ALWAYS, | Flow/Zone, | , | , | , | , | 1, | 0, | 0, | 0;
ZoneInfiltration:DesignFlowRate, | 1 Infil-Clng, | 1, | ON ALWAYS, | Flow/Zone, | , | , | , | , | 1, | 0, | 0, | 0;
ZoneInfiltration:DesignFlowRate, | 1 Infil-Clng, | 1, | ON ALWAYS, | Flow/Zone, | , | , | , | , | 1, | 0, | 0, | 0;
ZoneInfiltration:DesignFlowRate, | 1 Infil-Clng, | 1, | ON ALWAYS, | Flow/Zone, | , | , | , | , | 1, | 0, | 0, | 0;
ZoneInfiltration:DesignFlowRate, | 1 Infil-Clng, | 1, | ON ALWAYS, | Flow/Zone, | , | , | , | , | 1, | 0, | 0, | 0;
ZoneInfiltration:DesignFlowRate, | 1 Infil-Clng, | 1, | ON ALWAYS, | Flow/Zone, | , | , | , | , | 1, | 0, | 0, | 0;
ZoneInfiltration:DesignFlowRate, | 1 Infil-Clng, | 1, | ON ALWAYS, | Flow/Zone, | , | , | , | , | 1, | 0, | 0, | 0;
ZoneInfiltration:DesignFlowRate, | 1 Infil-Clng, | 1, | ON ALWAYS, | Flow/Zone, | , | , | , | , | 1, | 0, | 0, | 0;
ZoneInfiltration:DesignFlowRate, | 1 Infil-Clng, | 1, | ON ALWAYS, | Flow/Zone, | , | , | , | , | 1, | 0, | 0, | 0;
ZoneInfiltration:DesignFlowRate, | 1 Infil-Clng, | 1, | ON ALWAYS, | Flow/Zone, | , | , | , | , | 1, | 0, | 0, | 0;
ZoneInfiltration:DesignFlowRate, | 1 Infil-Clng, | 1, | ON ALWAYS, | Flow/Zone, | , | , | , | , | 1, | 0, | 0, | 0;
ZoneInfiltration:DesignFlowRate, | 1 Infil-Clng, | 1, | ON ALWAYS, | Flow/Zone, | , | , | , | , | 1, | 0, | 0, | 0;
ZoneInfiltration:DesignFlowRate, | 1 Infil-Clng, | 1, | ON ALWAYS, | Flow/Zone, | , | , | , | , | 1, | 0, | 0, | 0;
ZoneInfiltration:DesignFlowRate, | 1 Infil-Clng, | 1, | ON ALWAYS, | Flow/Zone, | , | , | , | , | 1, | 0, | 0, | 0;
ZoneInfiltration:DesignFlowRate, | 1 Infil-Clng, | 1, | ON ALWAYS, | Flow/Zone, | , | , | , | , | 1, | 0, | 0, | 0;
ZoneInfiltration:DesignFlowRate, | 1 Infil-Clng, | 1, | ON ALWAYS, | Flow/Zone, | , | , | , | , | 1, | 0, | 0, | 0;
ZoneInfiltration:DesignFlowRate, | 1 Infil-Clng, | 1, | ON ALWAYS, | Flow/Zone, | , | , | , | , | 1, | 0, | 0, | 0;
ZoneInfiltration:DesignFlowRate, | 1 Infil-Clng, | 1, | ON ALWAYS, | Flow/Zone, | , | , | , | , | 1, | 0, | 0, | 0;
ZoneInfiltration:DesignFlowRate, | 1 Infil-Clng, | 1, | ON ALWAYS, | Flow/Zone, | , | , | , | , | 1, | 0, | 0, | 0;
ZoneInfiltration:DesignFlowRate, | 1 Infil-Clng, | 1, | ON ALWAYS, | Flow/Zone, | , | , | , | , | 1, | 0, | 0, | 0;
ZoneInfiltration:DesignFlowRate, | 1 Infil-Clng, | 1, | ON ALWAYS, | Flow/Zone, | , | , | , | , | 1, | 0, | 0, | 0;
ZoneInfiltration:DesignFlowRate, | 1 Infil-Clng, | 1, | ON ALWAYS, | Flow/Zone, | , | , | , | , | 1, | 0, | 0, | 0;
ZoneInfiltration:DesignFlowRate, | 1 Infil-Clng, | 1, | ON ALWAYS, | Flow/Zone, | , | , | , | , | 1, | 0, | 0, | 0;
ZoneInfiltration:DesignFlowRate, | 1 Infil-Clng, | 1, | ON ALWAYS, | Flow/Zone, | , | , | , | , | 1, | 0, | 0, | 0;
ZoneInfiltration:DesignFlowRate, | 1 Infil-Clng, | 1, | ON ALWAYS, | Flow/Zone, | , | , | , | , | 1, | 0, | 0, | 0;
ZoneInfiltration:DesignFlowRate, | 1 Infil-Clng, | 1, | ON ALWAYS, | Flow/Zone, | , | , | , | , | 1, | 0, | 0, | 0;
ZoneInfiltration:DesignFlowRate, | 1 Infil-Clng, | 1, | ON ALWAYS, | Flow/Zone, | , | , | , | , | 1, | 0, | 0, | 0;

## CSV-Infil-2
!
! ********************************* | INFILTRATION FOR | HEATING | *********** | ******************** | *********** | *** | *********** | **** | **** | **** | *** | ****
! For load calcs only
! | [6 empty] | Flow/
! Object | Object Name | Zone Name | Schedule | Calc Type | Flow/Zone | NA | ext m2 | NA | A | B | C | D
! |  |  |  |  | m3/s
! NO ZoneInfiltration:DesignFlowRate, | HHA ZONE , Field 1: Zone # Infil-Htng, | HHA ZONE , Field 1: Zone #, | ON ALWAYS, | Flow/Zone, | 0.0000000, | , | , | , | 1, | 0, | 0, | 0; | ! No heating infil for this zone
! NO ZoneInfiltration:DesignFlowRate, | 1 Infil-Htng, | 1, | ON ALWAYS, | Flow/Zone, | 0.0000000, | , | , | , | 1, | 0, | 0, | 0; | ! No heating infil for this zone
! NO ZoneInfiltration:DesignFlowRate, | 2 Infil-Htng, | 2, | ON ALWAYS, | Flow/Zone, | 0.0000000, | , | , | , | 1, | 0, | 0, | 0; | ! No heating infil for this zone
! NO ZoneInfiltration:DesignFlowRate, | 1 Infil-Htng, | 1, | ON ALWAYS, | Flow/Zone, | 0.0000000, | , | , | , | 1, | 0, | 0, | 0; | ! No heating infil for this zone
! NO ZoneInfiltration:DesignFlowRate, | 1 Infil-Htng, | 1, | ON ALWAYS, | Flow/Zone, | 0.0000000, | , | , | , | 1, | 0, | 0, | 0; | ! No heating infil for this zone
! NO ZoneInfiltration:DesignFlowRate, | 1 Infil-Htng, | 1, | ON ALWAYS, | Flow/Zone, | 0.0000000, | , | , | , | 1, | 0, | 0, | 0; | ! No heating infil for this zone
! NO ZoneInfiltration:DesignFlowRate, | 1 Infil-Htng, | 1, | ON ALWAYS, | Flow/Zone, | 0.0000000, | , | , | , | 1, | 0, | 0, | 0; | ! No heating infil for this zone
! NO ZoneInfiltration:DesignFlowRate, | 1 Infil-Htng, | 1, | ON ALWAYS, | Flow/Zone, | 0.0000000, | , | , | , | 1, | 0, | 0, | 0; | ! No heating infil for this zone
! NO ZoneInfiltration:DesignFlowRate, | 1 Infil-Htng, | 1, | ON ALWAYS, | Flow/Zone, | 0.0000000, | , | , | , | 1, | 0, | 0, | 0; | ! No heating infil for this zone
! NO ZoneInfiltration:DesignFlowRate, | 1 Infil-Htng, | 1, | ON ALWAYS, | Flow/Zone, | 0.0000000, | , | , | , | 1, | 0, | 0, | 0; | ! No heating infil for this zone
! NO ZoneInfiltration:DesignFlowRate, | 1 Infil-Htng, | 1, | ON ALWAYS, | Flow/Zone, | 0.0000000, | , | , | , | 1, | 0, | 0, | 0; | ! No heating infil for this zone
! NO ZoneInfiltration:DesignFlowRate, | 1 Infil-Htng, | 1, | ON ALWAYS, | Flow/Zone, | 0.0000000, | , | , | , | 1, | 0, | 0, | 0; | ! No heating infil for this zone
! NO ZoneInfiltration:DesignFlowRate, | 1 Infil-Htng, | 1, | ON ALWAYS, | Flow/Zone, | 0.0000000, | , | , | , | 1, | 0, | 0, | 0; | ! No heating infil for this zone
! NO ZoneInfiltration:DesignFlowRate, | 1 Infil-Htng, | 1, | ON ALWAYS, | Flow/Zone, | 0.0000000, | , | , | , | 1, | 0, | 0, | 0; | ! No heating infil for this zone
! NO ZoneInfiltration:DesignFlowRate, | 1 Infil-Htng, | 1, | ON ALWAYS, | Flow/Zone, | 0.0000000, | , | , | , | 1, | 0, | 0, | 0; | ! No heating infil for this zone
! NO ZoneInfiltration:DesignFlowRate, | 1 Infil-Htng, | 1, | ON ALWAYS, | Flow/Zone, | 0.0000000, | , | , | , | 1, | 0, | 0, | 0; | ! No heating infil for this zone
! NO ZoneInfiltration:DesignFlowRate, | 1 Infil-Htng, | 1, | ON ALWAYS, | Flow/Zone, | 0.0000000, | , | , | , | 1, | 0, | 0, | 0; | ! No heating infil for this zone
! NO ZoneInfiltration:DesignFlowRate, | 1 Infil-Htng, | 1, | ON ALWAYS, | Flow/Zone, | 0.0000000, | , | , | , | 1, | 0, | 0, | 0; | ! No heating infil for this zone
! NO ZoneInfiltration:DesignFlowRate, | 1 Infil-Htng, | 1, | ON ALWAYS, | Flow/Zone, | 0.0000000, | , | , | , | 1, | 0, | 0, | 0; | ! No heating infil for this zone
! NO ZoneInfiltration:DesignFlowRate, | 1 Infil-Htng, | 1, | ON ALWAYS, | Flow/Zone, | 0.0000000, | , | , | , | 1, | 0, | 0, | 0; | ! No heating infil for this zone
! NO ZoneInfiltration:DesignFlowRate, | 1 Infil-Htng, | 1, | ON ALWAYS, | Flow/Zone, | 0.0000000, | , | , | , | 1, | 0, | 0, | 0; | ! No heating infil for this zone
! NO ZoneInfiltration:DesignFlowRate, | 1 Infil-Htng, | 1, | ON ALWAYS, | Flow/Zone, | 0.0000000, | , | , | , | 1, | 0, | 0, | 0; | ! No heating infil for this zone
! NO ZoneInfiltration:DesignFlowRate, | 1 Infil-Htng, | 1, | ON ALWAYS, | Flow/Zone, | 0.0000000, | , | , | , | 1, | 0, | 0, | 0; | ! No heating infil for this zone
! NO ZoneInfiltration:DesignFlowRate, | 1 Infil-Htng, | 1, | ON ALWAYS, | Flow/Zone, | 0.0000000, | , | , | , | 1, | 0, | 0, | 0; | ! No heating infil for this zone
! NO ZoneInfiltration:DesignFlowRate, | 1 Infil-Htng, | 1, | ON ALWAYS, | Flow/Zone, | 0.0000000, | , | , | , | 1, | 0, | 0, | 0; | ! No heating infil for this zone
! NO ZoneInfiltration:DesignFlowRate, | 1 Infil-Htng, | 1, | ON ALWAYS, | Flow/Zone, | 0.0000000, | , | , | , | 1, | 0, | 0, | 0; | ! No heating infil for this zone
! NO ZoneInfiltration:DesignFlowRate, | 1 Infil-Htng, | 1, | ON ALWAYS, | Flow/Zone, | 0.0000000, | , | , | , | 1, | 0, | 0, | 0; | ! No heating infil for this zone
! NO ZoneInfiltration:DesignFlowRate, | 1 Infil-Htng, | 1, | ON ALWAYS, | Flow/Zone, | 0.0000000, | , | , | , | 1, | 0, | 0, | 0; | ! No heating infil for this zone
#N/A | 1 Infil-Htng, | 1, | ON ALWAYS, | #N/A | #N/A | , | #N/A | , | 1, | 0, | 0, | 0; | #N/A
! NO ZoneInfiltration:DesignFlowRate, | 1 Infil-Htng, | 1, | ON ALWAYS, | Flow/Zone, | 0.0000000, | , | , | , | 1, | 0, | 0, | 0; | ! No heating infil for this zone
! NO ZoneInfiltration:DesignFlowRate, | 1 Infil-Htng, | 1, | ON ALWAYS, | Flow/Zone, | 0.0000000, | , | , | , | 1, | 0, | 0, | 0; | ! No heating infil for this zone
! NO ZoneInfiltration:DesignFlowRate, | 1 Infil-Htng, | 1, | ON ALWAYS, | Flow/Zone, | 0.0000000, | , | , | , | 1, | 0, | 0, | 0; | ! No heating infil for this zone
! NO ZoneInfiltration:DesignFlowRate, | 1 Infil-Htng, | 1, | ON ALWAYS, | Flow/Zone, | 0.0000000, | , | , | , | 1, | 0, | 0, | 0; | ! No heating infil for this zone
! NO ZoneInfiltration:DesignFlowRate, | 1 Infil-Htng, | 1, | ON ALWAYS, | Flow/Zone, | 0.0000000, | , | , | , | 1, | 0, | 0, | 0; | ! No heating infil for this zone
! NO ZoneInfiltration:DesignFlowRate, | 1 Infil-Htng, | 1, | ON ALWAYS, | Flow/Zone, | 0.0000000, | , | , | , | 1, | 0, | 0, | 0; | ! No heating infil for this zone
! NO ZoneInfiltration:DesignFlowRate, | 1 Infil-Htng, | 1, | ON ALWAYS, | Flow/Zone, | 0.0000000, | , | , | , | 1, | 0, | 0, | 0; | ! No heating infil for this zone
! NO ZoneInfiltration:DesignFlowRate, | 1 Infil-Htng, | 1, | ON ALWAYS, | Flow/Zone, | 0.0000000, | , | , | , | 1, | 0, | 0, | 0; | ! No heating infil for this zone
! NO ZoneInfiltration:DesignFlowRate, | 1 Infil-Htng, | 1, | ON ALWAYS, | Flow/Zone, | 0.0000000, | , | , | , | 1, | 0, | 0, | 0; | ! No heating infil for this zone
! NO ZoneInfiltration:DesignFlowRate, | 1 Infil-Htng, | 1, | ON ALWAYS, | Flow/Zone, | 0.0000000, | , | , | , | 1, | 0, | 0, | 0; | ! No heating infil for this zone
! NO ZoneInfiltration:DesignFlowRate, | 1 Infil-Htng, | 1, | ON ALWAYS, | Flow/Zone, | 0.0000000, | , | , | , | 1, | 0, | 0, | 0; | ! No heating infil for this zone
! NO ZoneInfiltration:DesignFlowRate, | 1 Infil-Htng, | 1, | ON ALWAYS, | Flow/Zone, | 0.0000000, | , | , | , | 1, | 0, | 0, | 0; | ! No heating infil for this zone
! NO ZoneInfiltration:DesignFlowRate, | 1 Infil-Htng, | 1, | ON ALWAYS, | Flow/Zone, | 0.0000000, | , | , | , | 1, | 0, | 0, | 0; | ! No heating infil for this zone
! NO ZoneInfiltration:DesignFlowRate, | 1 Infil-Htng, | 1, | ON ALWAYS, | Flow/Zone, | 0.0000000, | , | , | , | 1, | 0, | 0, | 0; | ! No heating infil for this zone
! NO ZoneInfiltration:DesignFlowRate, | 1 Infil-Htng, | 1, | ON ALWAYS, | Flow/Zone, | 0.0000000, | , | , | , | 1, | 0, | 0, | 0; | ! No heating infil for this zone
! NO ZoneInfiltration:DesignFlowRate, | 1 Infil-Htng, | 1, | ON ALWAYS, | Flow/Zone, | 0.0000000, | , | , | , | 1, | 0, | 0, | 0; | ! No heating infil for this zone
! NO ZoneInfiltration:DesignFlowRate, | 1 Infil-Htng, | 1, | ON ALWAYS, | Flow/Zone, | 0.0000000, | , | , | , | 1, | 0, | 0, | 0; | ! No heating infil for this zone
! NO ZoneInfiltration:DesignFlowRate, | 1 Infil-Htng, | 1, | ON ALWAYS, | Flow/Zone, | 0.0000000, | , | , | , | 1, | 0, | 0, | 0; | ! No heating infil for this zone
! NO ZoneInfiltration:DesignFlowRate, | 1 Infil-Htng, | 1, | ON ALWAYS, | Flow/Zone, | 0.0000000, | , | , | , | 1, | 0, | 0, | 0; | ! No heating infil for this zone
! NO ZoneInfiltration:DesignFlowRate, | 1 Infil-Htng, | 1, | ON ALWAYS, | Flow/Zone, | 0.0000000, | , | , | , | 1, | 0, | 0, | 0; | ! No heating infil for this zone
! NO ZoneInfiltration:DesignFlowRate, | 1 Infil-Htng, | 1, | ON ALWAYS, | Flow/Zone, | 0.0000000, | , | , | , | 1, | 0, | 0, | 0; | ! No heating infil for this zone
! NO ZoneInfiltration:DesignFlowRate, | 1 Infil-Htng, | 1, | ON ALWAYS, | Flow/Zone, | 0.0000000, | , | , | , | 1, | 0, | 0, | 0; | ! No heating infil for this zone
! NO ZoneInfiltration:DesignFlowRate, | 1 Infil-Htng, | 1, | ON ALWAYS, | Flow/Zone, | 0.0000000, | , | , | , | 1, | 0, | 0, | 0; | ! No heating infil for this zone
! NO ZoneInfiltration:DesignFlowRate, | 1 Infil-Htng, | 1, | ON ALWAYS, | Flow/Zone, | 0.0000000, | , | , | , | 1, | 0, | 0, | 0; | ! No heating infil for this zone
! NO ZoneInfiltration:DesignFlowRate, | 1 Infil-Htng, | 1, | ON ALWAYS, | Flow/Zone, | 0.0000000, | , | , | , | 1, | 0, | 0, | 0; | ! No heating infil for this zone
! NO ZoneInfiltration:DesignFlowRate, | 1 Infil-Htng, | 1, | ON ALWAYS, | Flow/Zone, | 0.0000000, | , | , | , | 1, | 0, | 0, | 0; | ! No heating infil for this zone
! NO ZoneInfiltration:DesignFlowRate, | 1 Infil-Htng, | 1, | ON ALWAYS, | Flow/Zone, | 0.0000000, | , | , | , | 1, | 0, | 0, | 0; | ! No heating infil for this zone
! NO ZoneInfiltration:DesignFlowRate, | 1 Infil-Htng, | 1, | ON ALWAYS, | Flow/Zone, | 0.0000000, | , | , | , | 1, | 0, | 0, | 0; | ! No heating infil for this zone
! NO ZoneInfiltration:DesignFlowRate, | 1 Infil-Htng, | 1, | ON ALWAYS, | Flow/Zone, | 0.0000000, | , | , | , | 1, | 0, | 0, | 0; | ! No heating infil for this zone
! NO ZoneInfiltration:DesignFlowRate, | 1 Infil-Htng, | 1, | ON ALWAYS, | Flow/Zone, | 0.0000000, | , | , | , | 1, | 0, | 0, | 0; | ! No heating infil for this zone
! NO ZoneInfiltration:DesignFlowRate, | 1 Infil-Htng, | 1, | ON ALWAYS, | Flow/Zone, | 0.0000000, | , | , | , | 1, | 0, | 0, | 0; | ! No heating infil for this zone
! NO ZoneInfiltration:DesignFlowRate, | 1 Infil-Htng, | 1, | ON ALWAYS, | Flow/Zone, | 0.0000000, | , | , | , | 1, | 0, | 0, | 0; | ! No heating infil for this zone
! NO ZoneInfiltration:DesignFlowRate, | 1 Infil-Htng, | 1, | ON ALWAYS, | Flow/Zone, | 0.0000000, | , | , | , | 1, | 0, | 0, | 0; | ! No heating infil for this zone
! NO ZoneInfiltration:DesignFlowRate, | 1 Infil-Htng, | 1, | ON ALWAYS, | Flow/Zone, | 0.0000000, | , | , | , | 1, | 0, | 0, | 0; | ! No heating infil for this zone
! NO ZoneInfiltration:DesignFlowRate, | 1 Infil-Htng, | 1, | ON ALWAYS, | Flow/Zone, | 0.0000000, | , | , | , | 1, | 0, | 0, | 0; | ! No heating infil for this zone
! NO ZoneInfiltration:DesignFlowRate, | 1 Infil-Htng, | 1, | ON ALWAYS, | Flow/Zone, | 0.0000000, | , | , | , | 1, | 0, | 0, | 0; | ! No heating infil for this zone
! NO ZoneInfiltration:DesignFlowRate, | 1 Infil-Htng, | 1, | ON ALWAYS, | Flow/Zone, | 0.0000000, | , | , | , | 1, | 0, | 0, | 0; | ! No heating infil for this zone
! NO ZoneInfiltration:DesignFlowRate, | 1 Infil-Htng, | 1, | ON ALWAYS, | Flow/Zone, | 0.0000000, | , | , | , | 1, | 0, | 0, | 0; | ! No heating infil for this zone
! NO ZoneInfiltration:DesignFlowRate, | 1 Infil-Htng, | 1, | ON ALWAYS, | Flow/Zone, | 0.0000000, | , | , | , | 1, | 0, | 0, | 0; | ! No heating infil for this zone
! NO ZoneInfiltration:DesignFlowRate, | 1 Infil-Htng, | 1, | ON ALWAYS, | Flow/Zone, | 0.0000000, | , | , | , | 1, | 0, | 0, | 0; | ! No heating infil for this zone
! NO ZoneInfiltration:DesignFlowRate, | 1 Infil-Htng, | 1, | ON ALWAYS, | Flow/Zone, | 0.0000000, | , | , | , | 1, | 0, | 0, | 0; | ! No heating infil for this zone
! NO ZoneInfiltration:DesignFlowRate, | 1 Infil-Htng, | 1, | ON ALWAYS, | Flow/Zone, | 0.0000000, | , | , | , | 1, | 0, | 0, | 0; | ! No heating infil for this zone
! NO ZoneInfiltration:DesignFlowRate, | 1 Infil-Htng, | 1, | ON ALWAYS, | Flow/Zone, | 0.0000000, | , | , | , | 1, | 0, | 0, | 0; | ! No heating infil for this zone
! NO ZoneInfiltration:DesignFlowRate, | 1 Infil-Htng, | 1, | ON ALWAYS, | Flow/Zone, | 0.0000000, | , | , | , | 1, | 0, | 0, | 0; | ! No heating infil for this zone
! NO ZoneInfiltration:DesignFlowRate, | 1 Infil-Htng, | 1, | ON ALWAYS, | Flow/Zone, | 0.0000000, | , | , | , | 1, | 0, | 0, | 0; | ! No heating infil for this zone
! NO ZoneInfiltration:DesignFlowRate, | 1 Infil-Htng, | 1, | ON ALWAYS, | Flow/Zone, | 0.0000000, | , | , | , | 1, | 0, | 0, | 0; | ! No heating infil for this zone
! NO ZoneInfiltration:DesignFlowRate, | 1 Infil-Htng, | 1, | ON ALWAYS, | Flow/Zone, | 0.0000000, | , | , | , | 1, | 0, | 0, | 0; | ! No heating infil for this zone
! NO ZoneInfiltration:DesignFlowRate, | 1 Infil-Htng, | 1, | ON ALWAYS, | Flow/Zone, | 0.0000000, | , | , | , | 1, | 0, | 0, | 0; | ! No heating infil for this zone
! NO ZoneInfiltration:DesignFlowRate, | 1 Infil-Htng, | 1, | ON ALWAYS, | Flow/Zone, | 0.0000000, | , | , | , | 1, | 0, | 0, | 0; | ! No heating infil for this zone
! NO ZoneInfiltration:DesignFlowRate, | 1 Infil-Htng, | 1, | ON ALWAYS, | Flow/Zone, | 0.0000000, | , | , | , | 1, | 0, | 0, | 0; | ! No heating infil for this zone
! NO ZoneInfiltration:DesignFlowRate, | 1 Infil-Htng, | 1, | ON ALWAYS, | Flow/Zone, | 0.0000000, | , | , | , | 1, | 0, | 0, | 0; | ! No heating infil for this zone
! NO ZoneInfiltration:DesignFlowRate, | 1 Infil-Htng, | 1, | ON ALWAYS, | Flow/Zone, | 0.0000000, | , | , | , | 1, | 0, | 0, | 0; | ! No heating infil for this zone
! NO ZoneInfiltration:DesignFlowRate, | 1 Infil-Htng, | 1, | ON ALWAYS, | Flow/Zone, | 0.0000000, | , | , | , | 1, | 0, | 0, | 0; | ! No heating infil for this zone
! NO ZoneInfiltration:DesignFlowRate, | 1 Infil-Htng, | 1, | ON ALWAYS, | Flow/Zone, | 0.0000000, | , | , | , | 1, | 0, | 0, | 0; | ! No heating infil for this zone
! NO ZoneInfiltration:DesignFlowRate, | 1 Infil-Htng, | 1, | ON ALWAYS, | Flow/Zone, | 0.0000000, | , | , | , | 1, | 0, | 0, | 0; | ! No heating infil for this zone
! NO ZoneInfiltration:DesignFlowRate, | 1 Infil-Htng, | 1, | ON ALWAYS, | Flow/Zone, | 0.0000000, | , | , | , | 1, | 0, | 0, | 0; | ! No heating infil for this zone
! NO ZoneInfiltration:DesignFlowRate, | 1 Infil-Htng, | 1, | ON ALWAYS, | Flow/Zone, | 0.0000000, | , | , | , | 1, | 0, | 0, | 0; | ! No heating infil for this zone
! NO ZoneInfiltration:DesignFlowRate, | 1 Infil-Htng, | 1, | ON ALWAYS, | Flow/Zone, | 0.0000000, | , | , | , | 1, | 0, | 0, | 0; | ! No heating infil for this zone
! NO ZoneInfiltration:DesignFlowRate, | 1 Infil-Htng, | 1, | ON ALWAYS, | Flow/Zone, | 0.0000000, | , | , | , | 1, | 0, | 0, | 0; | ! No heating infil for this zone
! NO ZoneInfiltration:DesignFlowRate, | 1 Infil-Htng, | 1, | ON ALWAYS, | Flow/Zone, | 0.0000000, | , | , | , | 1, | 0, | 0, | 0; | ! No heating infil for this zone
! NO ZoneInfiltration:DesignFlowRate, | 1 Infil-Htng, | 1, | ON ALWAYS, | Flow/Zone, | 0.0000000, | , | , | , | 1, | 0, | 0, | 0; | ! No heating infil for this zone
! NO ZoneInfiltration:DesignFlowRate, | 1 Infil-Htng, | 1, | ON ALWAYS, | Flow/Zone, | 0.0000000, | , | , | , | 1, | 0, | 0, | 0; | ! No heating infil for this zone
! NO ZoneInfiltration:DesignFlowRate, | 1 Infil-Htng, | 1, | ON ALWAYS, | Flow/Zone, | 0.0000000, | , | , | , | 1, | 0, | 0, | 0; | ! No heating infil for this zone
! NO ZoneInfiltration:DesignFlowRate, | 1 Infil-Htng, | 1, | ON ALWAYS, | Flow/Zone, | 0.0000000, | , | , | , | 1, | 0, | 0, | 0; | ! No heating infil for this zone
! NO ZoneInfiltration:DesignFlowRate, | 1 Infil-Htng, | 1, | ON ALWAYS, | Flow/Zone, | 0.0000000, | , | , | , | 1, | 0, | 0, | 0; | ! No heating infil for this zone
! NO ZoneInfiltration:DesignFlowRate, | 1 Infil-Htng, | 1, | ON ALWAYS, | Flow/Zone, | 0.0000000, | , | , | , | 1, | 0, | 0, | 0; | ! No heating infil for this zone
! NO ZoneInfiltration:DesignFlowRate, | 1 Infil-Htng, | 1, | ON ALWAYS, | Flow/Zone, | 0.0000000, | , | , | , | 1, | 0, | 0, | 0; | ! No heating infil for this zone
! NO ZoneInfiltration:DesignFlowRate, | 1 Infil-Htng, | 1, | ON ALWAYS, | Flow/Zone, | 0.0000000, | , | , | , | 1, | 0, | 0, | 0; | ! No heating infil for this zone
! NO ZoneInfiltration:DesignFlowRate, | 1 Infil-Htng, | 1, | ON ALWAYS, | Flow/Zone, | 0.0000000, | , | , | , | 1, | 0, | 0, | 0; | ! No heating infil for this zone
! NO ZoneInfiltration:DesignFlowRate, | 1 Infil-Htng, | 1, | ON ALWAYS, | Flow/Zone, | 0.0000000, | , | , | , | 1, | 0, | 0, | 0; | ! No heating infil for this zone
! NO ZoneInfiltration:DesignFlowRate, | 1 Infil-Htng, | 1, | ON ALWAYS, | Flow/Zone, | 0.0000000, | , | , | , | 1, | 0, | 0, | 0; | ! No heating infil for this zone
! NO ZoneInfiltration:DesignFlowRate, | 1 Infil-Htng, | 1, | ON ALWAYS, | Flow/Zone, | 0.0000000, | , | , | , | 1, | 0, | 0, | 0; | ! No heating infil for this zone
! NO ZoneInfiltration:DesignFlowRate, | 1 Infil-Htng, | 1, | ON ALWAYS, | Flow/Zone, | 0.0000000, | , | , | , | 1, | 0, | 0, | 0; | ! No heating infil for this zone
! NO ZoneInfiltration:DesignFlowRate, | 1 Infil-Htng, | 1, | ON ALWAYS, | Flow/Zone, | 0.0000000, | , | , | , | 1, | 0, | 0, | 0; | ! No heating infil for this zone
! NO ZoneInfiltration:DesignFlowRate, | 1 Infil-Htng, | 1, | ON ALWAYS, | Flow/Zone, | 0.0000000, | , | , | , | 1, | 0, | 0, | 0; | ! No heating infil for this zone
! NO ZoneInfiltration:DesignFlowRate, | 1 Infil-Htng, | 1, | ON ALWAYS, | Flow/Zone, | 0.0000000, | , | , | , | 1, | 0, | 0, | 0; | ! No heating infil for this zone
! NO ZoneInfiltration:DesignFlowRate, | 1 Infil-Htng, | 1, | ON ALWAYS, | Flow/Zone, | 0.0000000, | , | , | , | 1, | 0, | 0, | 0; | ! No heating infil for this zone
! NO ZoneInfiltration:DesignFlowRate, | 1 Infil-Htng, | 1, | ON ALWAYS, | Flow/Zone, | 0.0000000, | , | , | , | 1, | 0, | 0, | 0; | ! No heating infil for this zone
! NO ZoneInfiltration:DesignFlowRate, | 1 Infil-Htng, | 1, | ON ALWAYS, | Flow/Zone, | 0.0000000, | , | , | , | 1, | 0, | 0, | 0; | ! No heating infil for this zone
! NO ZoneInfiltration:DesignFlowRate, | 1 Infil-Htng, | 1, | ON ALWAYS, | Flow/Zone, | 0.0000000, | , | , | , | 1, | 0, | 0, | 0; | ! No heating infil for this zone
! NO ZoneInfiltration:DesignFlowRate, | 1 Infil-Htng, | 1, | ON ALWAYS, | Flow/Zone, | 0.0000000, | , | , | , | 1, | 0, | 0, | 0; | ! No heating infil for this zone
! NO ZoneInfiltration:DesignFlowRate, | 1 Infil-Htng, | 1, | ON ALWAYS, | Flow/Zone, | 0.0000000, | , | , | , | 1, | 0, | 0, | 0; | ! No heating infil for this zone
! NO ZoneInfiltration:DesignFlowRate, | 1 Infil-Htng, | 1, | ON ALWAYS, | Flow/Zone, | 0.0000000, | , | , | , | 1, | 0, | 0, | 0; | ! No heating infil for this zone
! NO ZoneInfiltration:DesignFlowRate, | 1 Infil-Htng, | 1, | ON ALWAYS, | Flow/Zone, | 0.0000000, | , | , | , | 1, | 0, | 0, | 0; | ! No heating infil for this zone
! NO ZoneInfiltration:DesignFlowRate, | 1 Infil-Htng, | 1, | ON ALWAYS, | Flow/Zone, | 0.0000000, | , | , | , | 1, | 0, | 0, | 0; | ! No heating infil for this zone
! NO ZoneInfiltration:DesignFlowRate, | 1 Infil-Htng, | 1, | ON ALWAYS, | Flow/Zone, | 0.0000000, | , | , | , | 1, | 0, | 0, | 0; | ! No heating infil for this zone
! NO ZoneInfiltration:DesignFlowRate, | 1 Infil-Htng, | 1, | ON ALWAYS, | Flow/Zone, | 0.0000000, | , | , | , | 1, | 0, | 0, | 0; | ! No heating infil for this zone
! NO ZoneInfiltration:DesignFlowRate, | 1 Infil-Htng, | 1, | ON ALWAYS, | Flow/Zone, | 0.0000000, | , | , | , | 1, | 0, | 0, | 0; | ! No heating infil for this zone
! NO ZoneInfiltration:DesignFlowRate, | 1 Infil-Htng, | 1, | ON ALWAYS, | Flow/Zone, | 0.0000000, | , | , | , | 1, | 0, | 0, | 0; | ! No heating infil for this zone
! NO ZoneInfiltration:DesignFlowRate, | 1 Infil-Htng, | 1, | ON ALWAYS, | Flow/Zone, | 0.0000000, | , | , | , | 1, | 0, | 0, | 0; | ! No heating infil for this zone
! NO ZoneInfiltration:DesignFlowRate, | 1 Infil-Htng, | 1, | ON ALWAYS, | Flow/Zone, | 0.0000000, | , | , | , | 1, | 0, | 0, | 0; | ! No heating infil for this zone
! NO ZoneInfiltration:DesignFlowRate, | 1 Infil-Htng, | 1, | ON ALWAYS, | Flow/Zone, | 0.0000000, | , | , | , | 1, | 0, | 0, | 0; | ! No heating infil for this zone
! NO ZoneInfiltration:DesignFlowRate, | 1 Infil-Htng, | 1, | ON ALWAYS, | Flow/Zone, | 0.0000000, | , | , | , | 1, | 0, | 0, | 0; | ! No heating infil for this zone
! NO ZoneInfiltration:DesignFlowRate, | 1 Infil-Htng, | 1, | ON ALWAYS, | Flow/Zone, | 0.0000000, | , | , | , | 1, | 0, | 0, | 0; | ! No heating infil for this zone
! NO ZoneInfiltration:DesignFlowRate, | 1 Infil-Htng, | 1, | ON ALWAYS, | Flow/Zone, | 0.0000000, | , | , | , | 1, | 0, | 0, | 0; | ! No heating infil for this zone
! NO ZoneInfiltration:DesignFlowRate, | 1 Infil-Htng, | 1, | ON ALWAYS, | Flow/Zone, | 0.0000000, | , | , | , | 1, | 0, | 0, | 0; | ! No heating infil for this zone
! NO ZoneInfiltration:DesignFlowRate, | 1 Infil-Htng, | 1, | ON ALWAYS, | Flow/Zone, | 0.0000000, | , | , | , | 1, | 0, | 0, | 0; | ! No heating infil for this zone
! NO ZoneInfiltration:DesignFlowRate, | 1 Infil-Htng, | 1, | ON ALWAYS, | Flow/Zone, | 0.0000000, | , | , | , | 1, | 0, | 0, | 0; | ! No heating infil for this zone
! NO ZoneInfiltration:DesignFlowRate, | 1 Infil-Htng, | 1, | ON ALWAYS, | Flow/Zone, | 0.0000000, | , | , | , | 1, | 0, | 0, | 0; | ! No heating infil for this zone
! NO ZoneInfiltration:DesignFlowRate, | 1 Infil-Htng, | 1, | ON ALWAYS, | Flow/Zone, | 0.0000000, | , | , | , | 1, | 0, | 0, | 0; | ! No heating infil for this zone
! NO ZoneInfiltration:DesignFlowRate, | 1 Infil-Htng, | 1, | ON ALWAYS, | Flow/Zone, | 0.0000000, | , | , | , | 1, | 0, | 0, | 0; | ! No heating infil for this zone
! NO ZoneInfiltration:DesignFlowRate, | 1 Infil-Htng, | 1, | ON ALWAYS, | Flow/Zone, | 0.0000000, | , | , | , | 1, | 0, | 0, | 0; | ! No heating infil for this zone
! NO ZoneInfiltration:DesignFlowRate, | 1 Infil-Htng, | 1, | ON ALWAYS, | Flow/Zone, | 0.0000000, | , | , | , | 1, | 0, | 0, | 0; | ! No heating infil for this zone
! NO ZoneInfiltration:DesignFlowRate, | 1 Infil-Htng, | 1, | ON ALWAYS, | Flow/Zone, | 0.0000000, | , | , | , | 1, | 0, | 0, | 0; | ! No heating infil for this zone
! NO ZoneInfiltration:DesignFlowRate, | 1 Infil-Htng, | 1, | ON ALWAYS, | Flow/Zone, | 0.0000000, | , | , | , | 1, | 0, | 0, | 0; | ! No heating infil for this zone
! NO ZoneInfiltration:DesignFlowRate, | 1 Infil-Htng, | 1, | ON ALWAYS, | Flow/Zone, | 0.0000000, | , | , | , | 1, | 0, | 0, | 0; | ! No heating infil for this zone
! NO ZoneInfiltration:DesignFlowRate, | 1 Infil-Htng, | 1, | ON ALWAYS, | Flow/Zone, | 0.0000000, | , | , | , | 1, | 0, | 0, | 0; | ! No heating infil for this zone
! NO ZoneInfiltration:DesignFlowRate, | 1 Infil-Htng, | 1, | ON ALWAYS, | Flow/Zone, | 0.0000000, | , | , | , | 1, | 0, | 0, | 0; | ! No heating infil for this zone
! NO ZoneInfiltration:DesignFlowRate, | 1 Infil-Htng, | 1, | ON ALWAYS, | Flow/Zone, | 0.0000000, | , | , | , | 1, | 0, | 0, | 0; | ! No heating infil for this zone
! NO ZoneInfiltration:DesignFlowRate, | 1 Infil-Htng, | 1, | ON ALWAYS, | Flow/Zone, | 0.0000000, | , | , | , | 1, | 0, | 0, | 0; | ! No heating infil for this zone
! NO ZoneInfiltration:DesignFlowRate, | 1 Infil-Htng, | 1, | ON ALWAYS, | Flow/Zone, | 0.0000000, | , | , | , | 1, | 0, | 0, | 0; | ! No heating infil for this zone
! NO ZoneInfiltration:DesignFlowRate, | 1 Infil-Htng, | 1, | ON ALWAYS, | Flow/Zone, | 0.0000000, | , | , | , | 1, | 0, | 0, | 0; | ! No heating infil for this zone
! NO ZoneInfiltration:DesignFlowRate, | 1 Infil-Htng, | 1, | ON ALWAYS, | Flow/Zone, | 0.0000000, | , | , | , | 1, | 0, | 0, | 0; | ! No heating infil for this zone
! NO ZoneInfiltration:DesignFlowRate, | 1 Infil-Htng, | 1, | ON ALWAYS, | Flow/Zone, | 0.0000000, | , | , | , | 1, | 0, | 0, | 0; | ! No heating infil for this zone
! NO ZoneInfiltration:DesignFlowRate, | 1 Infil-Htng, | 1, | ON ALWAYS, | Flow/Zone, | 0.0000000, | , | , | , | 1, | 0, | 0, | 0; | ! No heating infil for this zone
! NO ZoneInfiltration:DesignFlowRate, | 1 Infil-Htng, | 1, | ON ALWAYS, | Flow/Zone, | 0.0000000, | , | , | , | 1, | 0, | 0, | 0; | ! No heating infil for this zone
! NO ZoneInfiltration:DesignFlowRate, | 1 Infil-Htng, | 1, | ON ALWAYS, | Flow/Zone, | 0.0000000, | , | , | , | 1, | 0, | 0, | 0; | ! No heating infil for this zone
! NO ZoneInfiltration:DesignFlowRate, | 1 Infil-Htng, | 1, | ON ALWAYS, | Flow/Zone, | 0.0000000, | , | , | , | 1, | 0, | 0, | 0; | ! No heating infil for this zone
! NO ZoneInfiltration:DesignFlowRate, | 1 Infil-Htng, | 1, | ON ALWAYS, | Flow/Zone, | 0.0000000, | , | , | , | 1, | 0, | 0, | 0; | ! No heating infil for this zone
! NO ZoneInfiltration:DesignFlowRate, | 1 Infil-Htng, | 1, | ON ALWAYS, | Flow/Zone, | 0.0000000, | , | , | , | 1, | 0, | 0, | 0; | ! No heating infil for this zone
! NO ZoneInfiltration:DesignFlowRate, | 1 Infil-Htng, | 1, | ON ALWAYS, | Flow/Zone, | 0.0000000, | , | , | , | 1, | 0, | 0, | 0; | ! No heating infil for this zone
! NO ZoneInfiltration:DesignFlowRate, | 1 Infil-Htng, | 1, | ON ALWAYS, | Flow/Zone, | 0.0000000, | , | , | , | 1, | 0, | 0, | 0; | ! No heating infil for this zone
! NO ZoneInfiltration:DesignFlowRate, | 1 Infil-Htng, | 1, | ON ALWAYS, | Flow/Zone, | 0.0000000, | , | , | , | 1, | 0, | 0, | 0; | ! No heating infil for this zone
! NO ZoneInfiltration:DesignFlowRate, | 1 Infil-Htng, | 1, | ON ALWAYS, | Flow/Zone, | 0.0000000, | , | , | , | 1, | 0, | 0, | 0; | ! No heating infil for this zone
! NO ZoneInfiltration:DesignFlowRate, | 1 Infil-Htng, | 1, | ON ALWAYS, | Flow/Zone, | 0.0000000, | , | , | , | 1, | 0, | 0, | 0; | ! No heating infil for this zone
! NO ZoneInfiltration:DesignFlowRate, | 1 Infil-Htng, | 1, | ON ALWAYS, | Flow/Zone, | 0.0000000, | , | , | , | 1, | 0, | 0, | 0; | ! No heating infil for this zone
! NO ZoneInfiltration:DesignFlowRate, | 1 Infil-Htng, | 1, | ON ALWAYS, | Flow/Zone, | 0.0000000, | , | , | , | 1, | 0, | 0, | 0; | ! No heating infil for this zone
! NO ZoneInfiltration:DesignFlowRate, | 1 Infil-Htng, | 1, | ON ALWAYS, | Flow/Zone, | 0.0000000, | , | , | , | 1, | 0, | 0, | 0; | ! No heating infil for this zone
! NO ZoneInfiltration:DesignFlowRate, | 1 Infil-Htng, | 1, | ON ALWAYS, | Flow/Zone, | 0.0000000, | , | , | , | 1, | 0, | 0, | 0; | ! No heating infil for this zone
! NO ZoneInfiltration:DesignFlowRate, | 1 Infil-Htng, | 1, | ON ALWAYS, | Flow/Zone, | 0.0000000, | , | , | , | 1, | 0, | 0, | 0; | ! No heating infil for this zone
! NO ZoneInfiltration:DesignFlowRate, | 1 Infil-Htng, | 1, | ON ALWAYS, | Flow/Zone, | 0.0000000, | , | , | , | 1, | 0, | 0, | 0; | ! No heating infil for this zone
! NO ZoneInfiltration:DesignFlowRate, | 1 Infil-Htng, | 1, | ON ALWAYS, | Flow/Zone, | 0.0000000, | , | , | , | 1, | 0, | 0, | 0; | ! No heating infil for this zone
! NO ZoneInfiltration:DesignFlowRate, | 1 Infil-Htng, | 1, | ON ALWAYS, | Flow/Zone, | 0.0000000, | , | , | , | 1, | 0, | 0, | 0; | ! No heating infil for this zone
! NO ZoneInfiltration:DesignFlowRate, | 1 Infil-Htng, | 1, | ON ALWAYS, | Flow/Zone, | 0.0000000, | , | , | , | 1, | 0, | 0, | 0; | ! No heating infil for this zone
! NO ZoneInfiltration:DesignFlowRate, | 1 Infil-Htng, | 1, | ON ALWAYS, | Flow/Zone, | 0.0000000, | , | , | , | 1, | 0, | 0, | 0; | ! No heating infil for this zone
! NO ZoneInfiltration:DesignFlowRate, | 1 Infil-Htng, | 1, | ON ALWAYS, | Flow/Zone, | 0.0000000, | , | , | , | 1, | 0, | 0, | 0; | ! No heating infil for this zone
! NO ZoneInfiltration:DesignFlowRate, | 1 Infil-Htng, | 1, | ON ALWAYS, | Flow/Zone, | 0.0000000, | , | , | , | 1, | 0, | 0, | 0; | ! No heating infil for this zone
! NO ZoneInfiltration:DesignFlowRate, | 1 Infil-Htng, | 1, | ON ALWAYS, | Flow/Zone, | 0.0000000, | , | , | , | 1, | 0, | 0, | 0; | ! No heating infil for this zone
! NO ZoneInfiltration:DesignFlowRate, | 1 Infil-Htng, | 1, | ON ALWAYS, | Flow/Zone, | 0.0000000, | , | , | , | 1, | 0, | 0, | 0; | ! No heating infil for this zone
! NO ZoneInfiltration:DesignFlowRate, | 1 Infil-Htng, | 1, | ON ALWAYS, | Flow/Zone, | 0.0000000, | , | , | , | 1, | 0, | 0, | 0; | ! No heating infil for this zone
! NO ZoneInfiltration:DesignFlowRate, | 1 Infil-Htng, | 1, | ON ALWAYS, | Flow/Zone, | 0.0000000, | , | , | , | 1, | 0, | 0, | 0; | ! No heating infil for this zone
! NO ZoneInfiltration:DesignFlowRate, | 1 Infil-Htng, | 1, | ON ALWAYS, | Flow/Zone, | 0.0000000, | , | , | , | 1, | 0, | 0, | 0; | ! No heating infil for this zone
! NO ZoneInfiltration:DesignFlowRate, | 1 Infil-Htng, | 1, | ON ALWAYS, | Flow/Zone, | 0.0000000, | , | , | , | 1, | 0, | 0, | 0; | ! No heating infil for this zone
! NO ZoneInfiltration:DesignFlowRate, | 1 Infil-Htng, | 1, | ON ALWAYS, | Flow/Zone, | 0.0000000, | , | , | , | 1, | 0, | 0, | 0; | ! No heating infil for this zone
! NO ZoneInfiltration:DesignFlowRate, | 1 Infil-Htng, | 1, | ON ALWAYS, | Flow/Zone, | 0.0000000, | , | , | , | 1, | 0, | 0, | 0; | ! No heating infil for this zone
! NO ZoneInfiltration:DesignFlowRate, | 1 Infil-Htng, | 1, | ON ALWAYS, | Flow/Zone, | 0.0000000, | , | , | , | 1, | 0, | 0, | 0; | ! No heating infil for this zone
! NO ZoneInfiltration:DesignFlowRate, | 1 Infil-Htng, | 1, | ON ALWAYS, | Flow/Zone, | 0.0000000, | , | , | , | 1, | 0, | 0, | 0; | ! No heating infil for this zone
! NO ZoneInfiltration:DesignFlowRate, | 1 Infil-Htng, | 1, | ON ALWAYS, | Flow/Zone, | 0.0000000, | , | , | , | 1, | 0, | 0, | 0; | ! No heating infil for this zone
! NO ZoneInfiltration:DesignFlowRate, | 1 Infil-Htng, | 1, | ON ALWAYS, | Flow/Zone, | 0.0000000, | , | , | , | 1, | 0, | 0, | 0; | ! No heating infil for this zone
! NO ZoneInfiltration:DesignFlowRate, | 1 Infil-Htng, | 1, | ON ALWAYS, | Flow/Zone, | 0.0000000, | , | , | , | 1, | 0, | 0, | 0; | ! No heating infil for this zone
! NO ZoneInfiltration:DesignFlowRate, | 1 Infil-Htng, | 1, | ON ALWAYS, | Flow/Zone, | 0.0000000, | , | , | , | 1, | 0, | 0, | 0; | ! No heating infil for this zone
! NO ZoneInfiltration:DesignFlowRate, | 1 Infil-Htng, | 1, | ON ALWAYS, | Flow/Zone, | 0.0000000, | , | , | , | 1, | 0, | 0, | 0; | ! No heating infil for this zone
! NO ZoneInfiltration:DesignFlowRate, | 1 Infil-Htng, | 1, | ON ALWAYS, | Flow/Zone, | 0.0000000, | , | , | , | 1, | 0, | 0, | 0; | ! No heating infil for this zone
! NO ZoneInfiltration:DesignFlowRate, | 1 Infil-Htng, | 1, | ON ALWAYS, | Flow/Zone, | 0.0000000, | , | , | , | 1, | 0, | 0, | 0; | ! No heating infil for this zone
! NO ZoneInfiltration:DesignFlowRate, | 1 Infil-Htng, | 1, | ON ALWAYS, | Flow/Zone, | 0.0000000, | , | , | , | 1, | 0, | 0, | 0; | ! No heating infil for this zone
! NO ZoneInfiltration:DesignFlowRate, | 1 Infil-Htng, | 1, | ON ALWAYS, | Flow/Zone, | 0.0000000, | , | , | , | 1, | 0, | 0, | 0; | ! No heating infil for this zone
! NO ZoneInfiltration:DesignFlowRate, | 1 Infil-Htng, | 1, | ON ALWAYS, | Flow/Zone, | 0.0000000, | , | , | , | 1, | 0, | 0, | 0; | ! No heating infil for this zone
! NO ZoneInfiltration:DesignFlowRate, | 1 Infil-Htng, | 1, | ON ALWAYS, | Flow/Zone, | 0.0000000, | , | , | , | 1, | 0, | 0, | 0; | ! No heating infil for this zone
! NO ZoneInfiltration:DesignFlowRate, | 1 Infil-Htng, | 1, | ON ALWAYS, | Flow/Zone, | 0.0000000, | , | , | , | 1, | 0, | 0, | 0; | ! No heating infil for this zone
! NO ZoneInfiltration:DesignFlowRate, | 1 Infil-Htng, | 1, | ON ALWAYS, | Flow/Zone, | 0.0000000, | , | , | , | 1, | 0, | 0, | 0; | ! No heating infil for this zone
! NO ZoneInfiltration:DesignFlowRate, | 1 Infil-Htng, | 1, | ON ALWAYS, | Flow/Zone, | 0.0000000, | , | , | , | 1, | 0, | 0, | 0; | ! No heating infil for this zone
! NO ZoneInfiltration:DesignFlowRate, | 1 Infil-Htng, | 1, | ON ALWAYS, | Flow/Zone, | 0.0000000, | , | , | , | 1, | 0, | 0, | 0; | ! No heating infil for this zone
! NO ZoneInfiltration:DesignFlowRate, | 1 Infil-Htng, | 1, | ON ALWAYS, | Flow/Zone, | 0.0000000, | , | , | , | 1, | 0, | 0, | 0; | ! No heating infil for this zone
! NO ZoneInfiltration:DesignFlowRate, | 1 Infil-Htng, | 1, | ON ALWAYS, | Flow/Zone, | 0.0000000, | , | , | , | 1, | 0, | 0, | 0; | ! No heating infil for this zone
! NO ZoneInfiltration:DesignFlowRate, | 1 Infil-Htng, | 1, | ON ALWAYS, | Flow/Zone, | 0.0000000, | , | , | , | 1, | 0, | 0, | 0; | ! No heating infil for this zone
! NO ZoneInfiltration:DesignFlowRate, | 1 Infil-Htng, | 1, | ON ALWAYS, | Flow/Zone, | 0.0000000, | , | , | , | 1, | 0, | 0, | 0; | ! No heating infil for this zone
! NO ZoneInfiltration:DesignFlowRate, | 1 Infil-Htng, | 1, | ON ALWAYS, | Flow/Zone, | 0.0000000, | , | , | , | 1, | 0, | 0, | 0; | ! No heating infil for this zone
! NO ZoneInfiltration:DesignFlowRate, | 1 Infil-Htng, | 1, | ON ALWAYS, | Flow/Zone, | 0.0000000, | , | , | , | 1, | 0, | 0, | 0; | ! No heating infil for this zone
! NO ZoneInfiltration:DesignFlowRate, | 1 Infil-Htng, | 1, | ON ALWAYS, | Flow/Zone, | 0.0000000, | , | , | , | 1, | 0, | 0, | 0; | ! No heating infil for this zone
! NO ZoneInfiltration:DesignFlowRate, | 1 Infil-Htng, | 1, | ON ALWAYS, | Flow/Zone, | 0.0000000, | , | , | , | 1, | 0, | 0, | 0; | ! No heating infil for this zone
! NO ZoneInfiltration:DesignFlowRate, | 1 Infil-Htng, | 1, | ON ALWAYS, | Flow/Zone, | 0.0000000, | , | , | , | 1, | 0, | 0, | 0; | ! No heating infil for this zone

## Sheet1
a
b
c
d
e